## Zoeller Pump Company
ZOELLER PUMP COMPANY
June 12th, 2023 List Prices
SEARCH | Description |  |  | UM | List Price | IMAP MIN | UPC Code | Standard Lead Time | Weight | UM | Height | Width | Length | Warranty | Field Destroy
519-0005 | M519 115V/1.4 Amps/Condensate Pump |  |  | EA | 105 | 0 | 53514434113 | Consult Factory | 4.95 | LB | 12.5 | 5.75 | 7.5 | 2 Year | NO
5008-00
Item Number | Description |  |  | UM | List Price | IMAP MIN | UPC Code |  | Weight | UM | Height | Width | Length | Warranty | Field Destroy
10-0001 | Kit,Long Cycle | Kit,Long Cycle |  | EA | 130 |  | 53514011734 | 4 Weeks | 2 | LB | 7.25 | 5 | 5.5 | 1 Year | NO
10-0032 | Switch,Mech Flt/SPB/115V/15'Cd/15Amp/.75Hp | Switch,Mech Flt/SPB/115V/15'Cd/15Amp/.75Hp | https://www.zoellerpumps.com/en-us/products/alarms/switches/piggyback | EA | 133 |  | 53514011864 | IN STOCK | 1.75 | LB | 8 | 4.5 | 8 | 2 Year | NO
10-0033 | Switch,Mech Flt/SPB/230V/15'Cd/15Amp/2Hp | Switch,Mech Flt/SPB/230V/15'Cd/15Amp/2Hp | https://www.zoellerpumps.com/en-us/products/alarms/switches/piggyback | EA | 190 |  | 53514011871 | Consult Factory | 1.75 | LB | 8 | 4.5 | 8 | 2 Year | NO
10-0034 | Switch,Mech Flt/SPB/115V/15'Cd/13Amp/.5Hp/N.O. | Switch,Mech Flt/SPB/115V/15'Cd/13Amp/.5Hp/N.O. | https://www.zoellerpumps.com/en-us/products/alarms/switches/piggyback | EA | 81 |  | 53514011888 | IN STOCK | 1.75 | LB | 8 | 4.5 | 8 | 2 Year | NO
10-0035 | Switch,Mech Flt/SPB/230V/15'Cd/13Amp/1Hp | Switch,Mech Flt/SPB/230V/15'Cd/13Amp/1Hp | https://www.zoellerpumps.com/en-us/products/alarms/switches/piggyback | EA | 130 |  | 53514011895 | Consult Factory | 1.75 | LB | 8 | 4.5 | 8 | 2 Year | NO
10-0036 | Rod,Xtr Lgth-2.5'Lg Per Pc | Rod,Xtr Lgth-2.5'Lg Per Pc |  | EA | 130 |  | 53514011901 | Consult Factory | 1 | LB | 40 | 1.5 | 1.5 | 1 Year | NO
10-0037 | Switch,Mech Flt/SPB/115V/15'Cd/13Amp/.5Hp/N.C. | Switch,Mech Flt/SPB/115V/15'Cd/13Amp/.5Hp/N.C. | https://www.zoellerpumps.com/en-us/products/alarms/switches/piggyback | EA | 106 |  | 53514011918 | Consult Factory | 1.75 | LB | 8 | 4.5 | 8 | 2 Year | NO
10-0055 | Switch,Mech Flt/SPB/115V/10'Cd/13Amp/.5Hp/N.O. | Switch,Mech Flt/SPB/115V/10'Cd/13Amp/.5Hp/N.O. | https://www.zoellerpumps.com/en-us/products/alarms/switches/piggyback | EA | 72 |  | 53514012076 | Consult Factory | 1.5 | LB | 8 | 5 | 8 | 2 Year | NO
10-0062 | Switch,Mech Flt/SPB/230V/15'Cd/13Amp/1Hp/N.C. | Switch,Mech Flt/SPB/230V/15'Cd/13Amp/1Hp/N.C. | https://www.zoellerpumps.com/en-us/products/alarms/switches/piggyback | EA | 125 |  | 53514012144 | Consult Factory | 1.75 | LB | 8 | 4.5 | 8 | 2 Year | NO
10-0063 | Switch,Mech Flt/SPB/115V/20'Cd/13Amp/.5Hp | Switch,Mech Flt/SPB/115V/20'Cd/13Amp/.5Hp | https://www.zoellerpumps.com/en-us/products/alarms/switches/piggyback | EA | 104 |  | 53514012151 | Consult Factory | 2 | LB | 8 | 5 | 8 | 2 Year | NO
10-0064 | Switch,Mech Flt/SPB/115V/15'Cd/15Amp/.75Hp/N.C. | Switch,Mech Flt/SPB/115V/15'Cd/15Amp/.75Hp/N.C. | https://www.zoellerpumps.com/en-us/products/alarms/switches/piggyback | EA | 180 |  | 53514012168 | Consult Factory | 1.75 | LB | 8 | 5 | 8 | 2 Year | NO
10-0065 | Switch,Mech Flt/SPB/115V/10'Cd/13Amp/.5Hp/N.C. | Switch,Mech Flt/SPB/115V/10'Cd/13Amp/.5Hp/N.C. | https://www.zoellerpumps.com/en-us/products/alarms/switches/piggyback | EA | 88 |  | 53514012175 | Consult Factory | 1.5 | LB | 8 | 5 | 8 | 2 Year | NO
10-0082 | Switch,Mech Flt/SPB/230V/50'Cd/15Amp/2Hp | Switch,Mech Flt/SPB/230V/50'Cd/15Amp/2Hp | https://www.zoellerpumps.com/en-us/products/alarms/switches/piggyback | EA | 320 |  | 53514025854 | Consult Factory | 1.75 | LB | 8 | 6.5 | 8 | 2 Year | NO
10-0253 | Bracket,Fs Asm (4 Flt) | Bracket,Fs Asm (4 Flt) | https://www.zoellerpumps.com/en-us/products/alarms/switches/piggyback | EA | 140 |  | 53514038700 | Consult Factory | 9 | LB | 16 | 5.5 | 6.5 | 1 Year | NO
10-0311 | Switch,Mech Flt/SPB/230V/25'Cd/13Amp/1Hp | Switch,Mech Flt/SPB/230V/25'Cd/13Amp/1Hp | https://www.zoellerpumps.com/en-us/products/alarms/switches/piggyback | EA | 140 |  | 53514042509 | Consult Factory | 3.25 | LB | 8 | 5 | 8 | 1 Year | NO
10-0329 | Switch Asm,Mechanical Float-(3)Floats & Brackets | Switch Asm,Mechanical Float-(3)Floats & Brackets | https://www.zoellerpumps.com/en-us/products/alarms/switches/piggyback | EA | 650 |  | 53514045913 | 4 Weeks | 10.5 | LB | 12.25 | 12.25 | 12.25 | 2 Year | NO
10-0330 | Switch Asm,Mechanical Float-(4)Floats&Brackets | Switch Asm,Mechanical Float-(4)Floats&Brackets | https://www.zoellerpumps.com/en-us/products/alarms/switches/piggyback | EA | 850 |  | 53514045920 | 4 Weeks | 14 | LB | 12.25 | 12.25 | 12.25 | 2 Year | NO
10-0331 | J-Box Sim/3 Flt/Nema 4X/"Grinder" | J-Box Sim/3 Flt/Nema 4X/"Grinder" | https://www.zoellerpumps.com/en-us/products/accessories/junction-boxes | EA | 750 |  | 53514047153 | 4 Weeks | 2.5 | LB | 10.5 | 10.25 | 10.25 | 1 Year | NO
10-0332 | J-Box Dup/3 Flt/Nema 4X/"Grinder" | J-Box Dup/3 Flt/Nema 4X/"Grinder" | https://www.zoellerpumps.com/en-us/products/accessories/junction-boxes | EA | 1170 |  | 53514047160 | 4 Weeks | 2.5 | LB | 10.5 | 10.25 | 10.25 | 1 Year | NO
10-0347 | Switch Asm,Mechanical Float-(3) Flt W/O Brackets | Switch Asm,Mechanical Float-(3) Flt W/O Brackets | https://www.zoellerpumps.com/en-us/products/alarms/switches/piggyback | EA | 450 |  | 53514045937 | 4 Weeks | 9.5 | LB | 12.25 | 12.25 | 12.25 | 2 Year | NO
10-0348 | Switch Asm,Mechanical Float-(4)Flt W/O Brackets | Switch Asm,Mechanical Float-(4)Flt W/O Brackets | https://www.zoellerpumps.com/en-us/products/alarms/switches/piggyback | EA | 590 |  | 53514045944 | 4 Weeks | 13 | LB | 12.25 | 12.25 | 12.25 | 2 Year | NO
10-0379 | Kit,Starter Box 200/230/1Ph "Grinder" |  |  | EA | 1150 |  | 53514047252 | 4 Weeks | 7 | lb | 7.25 | 5 | 5.5 | 1 Year | NO
10-0380 | Kit,Starter 200/230V/1Ph"Grinder"(Relay & Caps.) | Kit,Starter 200/230V/1Ph"Grinder"(Relay & Caps.) | https://www.zoellerpumps.com/content/literature/fm2799.pdf | EA | 180 |  | 53514047269 | 4 Weeks | 2 | LB | 7.25 | 5 | 5.5 | 1 Year | NO
10-0381 | Kit,Suspending-Pump "Grinder"(Myers) | Kit,Suspending-Pump "Grinder"(Myers) | https://www.zoellerpumps.com/content/literature/fm2799.pdf | EA | 180 |  | 53514047276 | 4 Weeks | 3 | LB | 7.25 | 5 | 5.5 | 1 Year | NO
10-0421 | J-Box Dup/4 Flt/Nema 4X/"840/7011" | J-Box Dup/4 Flt/Nema 4X/"840/7011" | https://www.zoellerpumps.com/en-us/products/accessories/junction-boxes | EA | 1120 |  | 53514049058 | 4 Weeks | 5.82 | LB | 10.5 | 10.25 | 10.25 | 1 Year | NO
10-0438 | Bracket,Fs/Cable Asm SS(6 Hk) | Bracket,Fs/Cable Asm SS(6 Hk) |  | EA | 212 |  | 53514054342 | 4 Weeks | 2 | LB | 14 | 6.5 | 6.5 | 1 Year | NO
10-0458 | Kit,Starter Model 6220 | Kit,Starter Model 6220 | https://www.zoellerengprod.com/content/literature/zm2354.pdf | EA | 440 |  | 53514054885 | 4 Weeks | 2 | LB | 7.25 | 5 | 5.5 | 1 Year | NO
10-0459 | Kit,Starter Model 6221 | Kit,Starter Model 6221 | https://www.zoellerengprod.com/content/literature/zm2354.pdf | EA | 450 |  | 53514054830 | 4 Weeks | 2 | LB | 7.25 | 5 | 5.5 | 1 Year | NO
10-0522 | J-Box WM51/WM142 (170System) | J-Box WM51/WM142 (170System) |  | EA | 390 |  | 53514058807 | 4 Weeks | 2 | LB | 8 | 6.5 | 8 | 1 Year | NO
10-0559 | Switch,Mech Flt/SPB/230V/20'Cd/15Amp/2Hp | Switch,Mech Flt/SPB/230V/20'Cd/15Amp/2Hp | https://www.zoellerpumps.com/en-us/products/alarms/switches | EA | 200 |  | 53514066253 | Consult Factory | 2 | LB | 8 | 4.5 | 8 | 2 Year | NO
10-0567 | Qwik Box,Outdoor/230V/Piggyback Float | Qwik Box,Outdoor/230V/Piggyback Float |  | EA | 880 |  | 53514061661 | 4 Weeks | 5 | LB | 12.5 | 8 | 11 | 1 Year | NO
10-0568 | Qwik Box,Outdoor/115V/Alarm/Piggyback Float | Qwik Box,Outdoor/115V/Alarm/Piggyback Float |  | EA | 1190 |  | 53514061678 | 4 Weeks | 9 | LB | 12.5 | 8 | 11 | 1 Year | NO
10-0569 | Qwik Box,Outdoor/230V/Alarm/Piggyback Float | Qwik Box,Outdoor/230V/Alarm/Piggyback Float |  | EA | 1230 |  | 53514061685 | 4 Weeks | 9 | LB | 12.5 | 8 | 11 | 1 Year | NO
10-0579 | Qwik Box,Outdoor/115V/Sealing Acces. | Qwik Box,Outdoor/115V/Sealing Acces. |  | EA | 720 |  | 53514062019 | 4 Weeks | 3 | LB | 12.5 | 8 | 11 | 1 Year | NO
10-0580 | Qwik Box,Outdoor/230V/Sealing Acces. | Qwik Box,Outdoor/230V/Sealing Acces. |  | EA | 740 |  | 53514062026 | 4 Weeks | 3 | LB | 8.5 | 7.25 | 8.5 | 1 Year | NO
10-0592 | Qwik Box,Outdoor/115V/Alarm | Qwik Box,Outdoor/115V/Alarm |  | EA | 1080 |  | 53514063450 | 4 Weeks | 7 | LB | 12.5 | 8 | 11 | 1 Year | NO
10-0593 | Qwik Box,Outdoor/230V/Alarm | Qwik Box,Outdoor/230V/Alarm |  | EA | 1110 |  | 53514063467 | 4 Weeks | 7 | LB | 12.5 | 8 | 11 | 1 Year | NO
10-0647 | J-Box Sim/3 Flt/Nema 4X/"820" | J-Box Sim/3 Flt/Nema 4X/"820" |  | EA | 860 |  | 53514072292 | 4 Weeks | 2.5 | LB | 10.5 | 10.25 | 10.25 | 1 Year | NO
10-0648 | J-Box Dup/3 Flt/Nema 4X/2(.31-.75)3(.236-.472)Sl | J-Box Dup/3 Flt/Nema 4X/2(.31-.75)3(.236-.472)Sl |  | EA | 950 |  | 53514072308 | 4 Weeks | 2.5 | LB | 10.5 | 10.25 | 10.25 | 1 Year | NO
10-0649 | J-Box Dup/4 Flt/Nema 4X/2(.31-.75)4(.236-.472)Sl | J-Box Dup/4 Flt/Nema 4X/2(.31-.75)4(.236-.472)Sl |  | EA | 910 |  | 53514072315 | 4 Weeks | 2.5 | LB | 10.5 | 10.25 | 10.25 | 1 Year | NO
10-0656 | Kit,Float Rod Extension-1'/Hi-Temp | Kit,Float Rod Extension-1'/Hi-Temp |  | EA | 45 |  | 53514072827 | 4 Weeks | 2 | LB | 7.25 | 5 | 5.5 | 1 Year | NO
10-0661 | Weight Asm,Float/(1) Weight & Bracket | Weight Asm,Float/(1) Weight & Bracket | https://www.zoellerpumps.com/en-us/products/alarms/switches | EA | 160 |  | 53514076016 | Consult Factory | 2 | LB | 7.25 | 5 | 5.5 | 1 Year | NO
10-0689 | Weight Asm,(1) Weight Only/(Flt Switch) | Weight Asm,(1) Weight Only/(Flt Switch) | https://www.zoellerpumps.com/en-us/products/alarms/switches | EA | 42 |  | 53514077303 | 4 Weeks | 2 | LB | 7.25 | 5 | 5.5 | 1 Year | NO
10-0705 | Switch,Mech Flt/SPB/115V/20'Cd/15Amp/.75Hp | Switch,Mech Flt/SPB/115V/20'Cd/15Amp/.75Hp | https://www.zoellerpumps.com/en-us/products/alarms/switches | EA | 190 |  | 53514082406 | Consult Factory | 2 | LB | 8 | 4.5 | 8 | 2 Year | NO
10-0706 | Switch,Mech Flt/SPB/230V/20'Cd/13Amp/1Hp | Switch,Mech Flt/SPB/230V/20'Cd/13Amp/1Hp | https://www.zoellerpumps.com/en-us/products/alarms/switches | EA | 109 |  | 53514082413 | Consult Factory | 2 | LB | 8 | 4.5 | 8 | 2 Year | NO
10-0743 | Switch,Mech Flt/125/250V/5A/15'Cd/Wo Plug | Switch,Mech Flt/125/250V/5A/15'Cd/Wo Plug | https://www.zoellerpumps.com/en-us/products/alarms/switches | EA | 84 |  | 53514088231 | Consult Factory | 2 | LB | 8 | 5 | 8 | 2 Year | NO
10-0744 | Switch,Mech Flt/125/250V/20'Cd/Wo Plug | Switch,Mech Flt/125/250V/20'Cd/Wo Plug | https://www.zoellerpumps.com/en-us/products/alarms/switches | EA | 70 |  | 53514088248 | IN STOCK | 2 | LB | 8 | 5 | 8 | 2 Year | NO
10-0748 | Switch,Mech Flt-25'Lg Cd/Cut& Strip/20A/115-230V | Switch,Mech Flt-25'Lg Cd/Cut& Strip/20A/115-230V | https://www.zoellerpumps.com/en-us/products/alarms/switches | EA | 310 |  | 53514092634 | Consult Factory | 3 | LB | 8 | 6.5 | 8 | 2 Year | NO
10-0761 | Battery,Wet MF 12Vdc "Aquanot" (31DTSDC) | Battery,Wet 12Vdc "Aquanot" |  | EA | 416 | 312 | 53514090173 | IN STOCK | 69 | LB | 9 | 6.5 | 13 | 3 Year | YES
10-0763 | Alarm,Flood Alert 4.5Vdc"Aquanot"/Zco | Alarm,Flood Alert 4.5Vdc"Aquanot"/Zco |  | EA | 42 |  | 53514090197 | IN STOCK | 0.25 | LB | 11.5 | 6.5 | 8.5 | 1 Year | NO
10-0764 | Box,Battery Asm (Group 27 Battery) | Box,Battery Asm (Group 27 Battery) |  | EA | 45 |  | 53514090203 | 4 Weeks | 2 | LB | 17 | 9.5 | 11.25 | 1 Year | NO
10-0770 | J-Box W-O Holes/W-2 Uf Cord Seals & 3 Klein Cord Seals | J-Box W-O Holes/W-2 Uf Cord Seals & 3 Klein Cord Seals |  | EA | 240 |  | 53514090357 | 4 Weeks | 1 | LB | 8 | 6.5 | 6.5 | 1 Year | NO
10-0772 | Charger,28A Model 585 "Aquanot II" | Charger,28A Model 585 "Aquanot II" |  | EA | 650 |  | 53514090340 | 4 Weeks | 7 | LB | 9.5 | 7 | 8.5 | 1 Year | NO
10-0776 | J-Box,W-O Hls/.75"Cond/2 Flt & 1 Pump CdSeals | J-Box,W-O Hls/.75"Cond/2 Flt & 1 Pump CdSeals |  | EA | 190 |  | 53514091736 | 4 Weeks | 2 | LB | 7.25 | 5 | 5.5 | 1 Year | NO
10-0777 | J-Box,W-O Hls/.75"Cond/3 Flt & 1 Pump CdSeal | J-Box,W-O Hls/.75"Cond/3 Flt & 1 Pump CdSeal |  | EA | 200 |  | 53514091750 | 4 Weeks | 2 | LB | 8 | 6.5 | 6.5 | 1 Year | NO
10-0778 | J-Box,W-O Hls/.75"Cond/4 Flt & 1 Pump CdSeals | J-Box,W-O Hls/.75"Cond/4 Flt & 1 Pump CdSeals |  | EA | 210 |  | 53514091767 | 4 Weeks | 2 | LB | 8 | 6.5 | 6.5 | 1 Year | NO
10-0786 | Kit,Extension Crawl Space "Zco" | Kit,Extension Crawl Space "Zco" |  | EA | 570 |  | 53514094195 | 4 Weeks | 10 | LB | 7.25 | 5 | 5.5 | 1 Year | NO
10-0787 | Fitting,Galv Anti-Siphon Device 1.25"NPT | Fitting,Galv Anti-Siphon Device 1.25"NPT |  | EA | 350 |  | 53514093617 | 4 Weeks | 10 | LB | 8 | 6.5 | 8 | 1 Year | NO
10-0789 | Bracket,Lifting S/S (Bigsewage) | Bracket,Lifting S/S (Bigsewage) |  | EA | 27 |  | 53514093143 | 4 Weeks | 1 | LB | 14 | 6.5 | 6.5 | 1 Year | NO
10-0804 | Alternator,Residential/115V/12A | Alternator,Residential/115V/12A |  | EA | 784 |  | 53514104078 | IN STOCK | 5 | LB | 10.25 | 7.75 | 10.25 | 2 Year | NO
10-0914 | Kit,Starter Models 611/621/Supco Before 10-1-07 |  |  | EA | 240 |  | 53514108403 | 4 Weeks | 2 | LB | 7.25 | 5 | 5.5 | 1 Year | NO
10-0915 | Kit,Starter Models 631/641 | Kit,Starter Models 631/641 |  | EA | 340 |  | 53514108410 | 4 Weeks | 2 | LB | 7.25 | 5 | 5.5 | 1 Year | NO
10-0917 | Kit,Starter Models 6122/6123 | Kit,Starter Models 6122/6123 |  | EA | 340 |  | 53514108434 | 4 Weeks | 2 | LB | 7.25 | 5 | 5.5 | 1 Year | NO
10-0918 | Kit,Starter Models 6111 | Kit,Starter Models 6111 |  | EA | 330 |  | 53514108441 | 4 Weeks | 2 | LB | 7.25 | 5 | 5.5 | 1 Year | NO
10-0985 | J-Box Sim/3-Flt/4X/61Hd & 71 Series Grinder/12Ga Cd | J-Box Sim/3-Flt/4X/61Hd & 71 Series Grinder/12Ga Cd |  | EA | 700 |  | 53514114329 | 4 Weeks | 3 | LB | 10.5 | 10.25 | 10.25 | 1 Year | NO
10-0986 | J-Box Dup/3-4 Flt/4X/W-Sen/61Hd-71Sers Grinder 12Ga | J-Box Dup/3-4 Flt/4X/W-Sen/61Hd-71Sers Grinder 12Ga |  | EA | 1080 |  | 53514114312 | 4 Weeks | 3 | LB | 10.5 | 10.25 | 10.25 | 1 Year | NO
10-0987 | J-Box Sim/3 Flt/4X/61Hd & 71 Series/Grinder/8Ga Cd | J-Box Sim/3 Flt/4X/61Hd & 71 Series/Grinder/8Ga Cd |  | EA | 780 |  | 53514114305 | 4 Weeks | 3 | LB | 10.5 | 10.25 | 10.25 | 1 Year | NO
10-0988 | J-Box Dup/3-4 Flt/4X/W-Sen/61Hd-71 Sers Grinder/8Ga | J-Box Dup/3-4 Flt/4X/W-Sen/61Hd-71 Sers Grinder/8Ga |  | EA | 1120 |  | 53514114299 | 4 Weeks | 3 | LB | 10.5 | 10.25 | 10.25 | 1 Year | NO
1010-0117 | Hose,Discharge Kit 1.25D X24'L | Hose,Discharge Kit 1.25D X24'L |  | EA | 20 |  | 53514035730 | 5 Weeks | 2.875 | LB | 8 | 5 | 8 | 1 Year | NO
10-1011 | Kit,Starter Model 7111 | Kit,Starter Model 7111 |  | EA | 330 |  | 53514117702 | 4 Weeks | 2 | LB | 7.25 | 5 | 5.5 | 1 Year | NO
10-1015 | J-Box,Dup/4X/3-4 Flt W-Osen/61Hd/12Ga Cd | J-Box,Dup/4X/3-4 Flt W-Osen/61Hd/12Ga Cd |  | EA | 1130 |  | 53514120382 | 4 Weeks | 1 | LB | 10.5 | 10.25 | 10.25 | 1 Year | NO
10-1016 | J-Box Dup/3-4 Flt/W-O Sen/61Hd/Grnd/8Ga | J-Box Dup/3-4 Flt/W-O Sen/61Hd/Grnd/8Ga |  | EA | 1170 |  | 53514120399 | Consult Factory | 1 | LB | 10.5 | 10.25 | 10.25 | 1 Year | NO
10-1030 | J-Box W-O Holes/WM51/WM142(170 System) | J-Box W-O Holes/WM51/WM142(170 System) |  | EA | 170 |  | 53514119546 | Consult Factory | 2 | LB | 7.25 | 5 | 5.5 | 1 Year | NO
10-1050 | Float Tree,Asm-2 Float Application | Float Tree,Asm-2 Float Application |  | EA | 170 |  | 53514120771 | Consult Factory | 2 | LB | 38 | 4.75 | 4.75 | 1 Year | NO
10-1051 | Float Tree,Asm-3 Float Application | Float Tree,Asm-3 Float Application |  | EA | 200 |  | 53514120573 | 4 Weeks | 2 | LB | 38 | 4.75 | 4.75 | 1 Year | NO
10-1052 | Float Tree,Asm-4 Float Application | Float Tree,Asm-4 Float Application |  | EA | 220 |  | 53514120788 | 4 Weeks | 2 | LB | 38 | 4.75 | 4.75 | 1 Year | NO
10-1195 | Kit,J-Box Asm/E-One Grinder | Kit,J-Box Asm/E-One Grinder |  | EA | 520 |  | 53514124762 | Consult Factory | 1 | LB | 7.25 | 5 | 5.5 | 1 Year | NO
10-1196 | Kit,Discharge Asm/E-One Grinder | Kit,Discharge Asm/E-One Grinder |  | EA | 500 |  | 53514124779 | Consult Factory | 2 | LB | 7.25 | 5 | 5.5 | 1 Year | NO
10-1305 | Flange Pkg Asm 2"NPT | Flange Pkg Asm 2"NPT |  | EA | 75 |  | 53514128593 | 4 Weeks | 3 | LB | 10 | 6 | 8 | 1 Year | NO
10-1306 | Flange Pkg Asm 3"NPT | Flange Pkg Asm 3"NPT |  | EA | 75 |  | 53514128609 | 4 Weeks | 3 | LB | 10 | 6 | 8 | 1 Year | NO
10-1359 | Qwik Box W-Alarm/120/Indoor/Filter Sys/W/91104-0001 | Qwik Box W-Alarm/120/Indoor/Filter Sys/W/10-0623 |  | EA | 1360 |  | 53514134327 | Consult Factory | 7 | LB | 12.5 | 8 | 11 | 1 Year | NO
10-1366 | Weight Asm,Float/(3) Weights & Brackets | Weight Asm,Float/(3) Weights & Brackets |  | EA | 340 |  | 53514134938 | 4 Weeks | 6.5 | LB | 7.25 | 5 | 5.5 | 1 Year | NO
10-1367 | Weight Asm,Float/(4) Weights & Brackets | Weight Asm,Float/(4) Weights & Brackets |  | EA | 430 |  | 53514134945 | 5 Weeks | 8.5 | LB | 7.25 | 5 | 5.5 | 1 Year | NO
10-1398 | J-Box,4X4X4/.75"Hub/(4) Sm Cd Seals/(1)Plug | J-Box,4X4X4/.75"Hub/(4) Sm Cd Seals/(1)Plug |  | EA | 240 |  | 53514139490 | Consult Factory | 1.5 | LB | 7.75 | 6.75 | 7.75 | 1 Year | NO
10-1399 | J-Box,4X4X4/1.5"H/(4)Sm Cd Seals/(1) Sm Plug/Pvc | J-Box,4X4X4/1.5"H/(4)Sm Cd Seals/(1) Sm Plug/Pvc |  | EA | 250 |  | 53514139506 | Consult Factory | 1.5 | LB | 7.75 | 6.75 | 7.75 | 1 Year | NO
10-1401 | J-Box,6X6X4/1"Hub/(5)Sm Cd Seals/(1)Plug | J-Box,6X6X4/1"Hub/(5)Sm Cd Seals/(1)Plug |  | EA | 290 |  | 53514139520 | Consult Factory | 4.25 | LB | 11 | 6 | 10.25 | 1 Year | NO
10-1402 | J-Box,6X6X4/1.5"H/(4) Sm Cd Seals/(1) Plug/Pvc | J-Box,6X6X4/1.5"H/(4) Sm Cd Seals/(1) Plug/Pvc |  | EA | 260 |  | 53514139537 | Consult Factory | 3 | LB | 11 | 6 | 10.25 | 1 Year | NO
10-1403 | J-Box,6X6X4/2"Hub/(5)Sm Cd Seals(1)Plug | J-Box,6X6X4/2"Hub/(5)Sm Cd Seals(1)Plug |  | EA | 300 |  | 53514139544 | Consult Factory | 3 | LB | 11 | 6 | 10.25 | 1 Year | NO
10-1404 | J-Box,6X6X4/1.5"H/(3)Sm&(1)Lrg Cd Sl/Sm Plug/Pvc | J-Box,6X6X4/1.5"H/(3)Sm&(1)Lrg Cd Sl/Sm Plug/Pvc |  | EA | 270 |  | 53514139551 | Consult Factory | 3 | LB | 11 | 6 | 10.25 | 1 Year | NO
10-1405 | J-Box,6X6X4/2"Hub/(4)Sm&(2)Lrg Cd Sls/SmPlug/Pvc | J-Box,6X6X4/2"Hub/(4)Sm&(2)Lrg Cd Sls/SmPlug/Pvc |  | EA | 330 |  | 53514139568 | Consult Factory | 3 | LB | 11 | 6 | 10.25 | 1 Year | NO
10-1433 | Kit,Starter Model/E6124 | Kit,Starter Model/E6124 |  | EA | 330 |  | 53514140809 | 4 Weeks | 2 | LB | 7.25 | 5 | 5.5 | 1 Year | NO
10-1434 | Kit,Starter Model/E651 | Kit,Starter Model/E651 |  | EA | 330 |  | 53514140816 | 4 Weeks | 2 | LB | 7.25 | 5 | 5.5 | 1 Year | NO
10-1450 | Battery,AGM 12Vdc "Aquanot" (12CE100) | Battery,AGM 12Vdc |  | EA | 574 | 430.5 | 53514141141 | IN STOCK | 66 | LB | 10 | 7.5 | 12.75 | 3 Year | YES
10-1456 | Float Tree,Asm | Float Tree,Asm |  | EA | 178 |  | 53514142636 | 4 Weeks | 3 | LB | 38 | 4.75 | 4.75 | 1 Year | NO
10-1457 | Float Tree,Asm/W-3 Floats | Float Tree,Asm/W-3 Floats |  | EA | 470 |  | 53514142650 | 4 Weeks | 9 | LB | 38 | 4.75 | 4.75 | 1 Year | NO
10-1458 | Float Tree,Asm/W-4 Floats | Float Tree,Asm/W-4 Floats |  | EA | 710 |  | 53514142667 | 4 Weeks | 11 | LB | 38 | 4.75 | 4.75 | 1 Year | NO
10-1461 | Vent,Tank 2"/Steel | Vent,Tank 2"/Steel |  | EA | 87 |  | 53514142964 | 4 Weeks | 1.5 | LB | 5 | 3.75 | 5 | 1 Year | NO
10-1462 | Vent,Tank 3"/Steel | Vent,Tank 3"/Steel |  | EA | 210 |  | 53514142971 | 4 Weeks | 3.5 | LB | 7 | 5.5 | 7 | 1 Year | NO
10-1463 | Vent,Tank 4"/Steel | Vent,Tank 4"/Steel |  | EA | 250 |  | 53514142988 | 4 Weeks | 8 | LB | 10.25 | 6.5 | 10.25 | 1 Year | NO
10-1464 | Vent,Tank 6"/Steel | Vent,Tank 6"/Steel |  | EA | 300 |  | 53514142995 | 4 Weeks | 12.5 | LB | 12 | 6.5 | 12 | 1 Year | NO
10-1526 | Alarm System,Oil Smart W/Lights & Dry Contacts/20'Cd | Alarm System,Oil Smart W/Lights & Dry Contacts/20'Cd |  | EA | 1349 |  | 53514153526 | 5 Weeks | 4.5 | LB | 14 | 4.5 | 6 | 1 Year | NO
10-1528 | Switch,Oil Smart Pump/20 Ft Cord | Switch,Oil Smart Pump/20 Ft Cord |  | EA | 1371 |  | 53514153540 | IN STOCK | 6 | LB | 14 | 4.5 | 6 | 1 Year | NO
10-1672 | Rod,Float-Asm/2 Flt Highhead Step System | Rod,Float-Asm/2 Flt Highhead Step System |  | EA | 150 |  | 53514161088 | 4 Weeks | 4 | LB | 38 | 4.75 | 4.75 | 1 Year | NO
10-1673 | Rod,Float-Asm/3 Flt Highhead Step System | Rod,Float-Asm/3 Flt Highhead Step System |  | EA | 180 |  | 53514161101 | 4 Weeks | 4 | LB | 38 | 4.75 | 4.75 | 1 Year | NO
10-1674 | Rod,Float-Asm/4 Flt Highhead Step System | Rod,Float-Asm/4 Flt Highhead Step System |  | EA | 210 |  | 53514161118 | 4 Weeks | 4 | LB | 38 | 4.75 | 4.75 | 1 Year | NO
10-1675 | A-Pak 240V/1Ph/15' Mfs/Indoor-Outdoor | A-Pak 240V/1Ph/15' Mfs/Indoor-Outdoor | https://www.zoellerpumps.com/en-us/products/alarms#standard | EA | 520 |  | 53514160302 | 6 Weeks | 5 | LB | 7.5 | 4.5 | 7.5 | 2 Year | NO
10-1710 | J-Box,6X6X4/2"Hub/(6)Sm Cd Sls/Sm Plug | J-Box,6X6X4/2"Hub/(6)Sm Cd Sls/Sm Plug |  | EA | 320 |  | 53514162894 | Consult Factory | 3 | LB | 11 | 6 | 10.25 | 1 Year | NO
10-1726 | Rod,Float-Asm/5 Flt Highhead Step System | Rod,Float-Asm/5 Flt Highhead Step System |  | EA | 210 |  | 53514163839 | 4 Weeks | 4.5 | LB | 38 | 4.75 | 4.75 | 1 Year | NO
10-1727 | Switch,Oil Smart/20 Ft Cord/120V/60Hz/W-O Plugs | Switch,Oil Smart/20'Cd/16FLA/W-O Plugs |  | EA | 1710 |  | 53514183073 | 4 Weeks | 5 | LB | 5 | 8 | 8 | 1 Year | NO
10-1741 | Rod,Float-Asm/3 Flt 84" High Head Step System | Rod,Float-Asm/3 Flt 84" High Head Step System |  | EA | 160 |  | 53514164287 | 4 Weeks | 4 | LB | 38 | 4.75 | 4.75 | 1 Year | NO
10-1746 | Rod,Float-Asm/3 Flt/96" Hi Hd Step System | Rod,Float-Asm/3 Flt/96" Hi Hd Step System |  | EA | 170 |  | 53514164461 | 4 Weeks | 4 | LB | 38 | 4.75 | 4.75 | 1 Year | NO
10-1753 | Vent,Cap 2"MPT With Polyscreen |  |  | EA | 55 |  | 53514164713 | 4 Weeks | 1 | LB | 1 | 0 | 0 | 1 Year | NO
10-1793 | Rod,Float-Asm/4 Flt 96" Hi Hd Step System | Rod,Float-Asm/4 Flt 96" Hi Hd Step System |  | EA | 190 |  | 53514170172 | 4 Weeks | 4 | LB | 38 | 4.75 | 4.75 | 1 Year | NO
10-1877 | Switch,Mech Flt/125/250V/5A/25'Cd/Wo Plug | Switch,Mech Flt/125/250V/5A/25'Cd/Wo Plug | https://www.zoellerpumps.com/en-us/products/alarms/switches | EA | 79 |  | 53514177706 | Consult Factory | 2 | LB | 8 | 5 | 8 | 1 Year | NO
10-1878 | Switch,Mech Flt/125/250V/5A/35'Cd/Wo Plug | Switch,Mech Flt/125/250V/5A/35'Cd/Wo Plug | https://www.zoellerpumps.com/en-us/products/alarms/switches | EA | 98 |  | 53514177713 | Consult Factory | 3 | LB | 8 | 5 | 8 | 1 Year | NO
10-1879 | Switch,Mech Flt/125/250V/5A/50'Cd/Wo Plug | Switch,Mech Flt/125/250V/5A/50'Cd/Wo Plug | https://www.zoellerpumps.com/en-us/products/alarms/switches | EA | 120 |  | 53514177720 | Consult Factory | 4 | LB | 8 | 5 | 8 | 1 Year | NO
10-1880 | Switch,Mech Flt/125/250V/5A/15'Cd/Wo Plg/Extl Wt | Switch,Mech Flt/125/250V/5A/15'Cd/Wo Plg/Extl Wt | https://www.zoellerpumps.com/en-us/products/alarms/switches | EA | 107 |  | 53514177737 | Consult Factory | 3 | LB | 8 | 5 | 8 | 1 Year | NO
10-1881 | Switch,Mech Flt/125/250V/5A/25'Cd/Wo Plg/Extl Wt | Switch,Mech Flt/125/250V/5A/25'Cd/Wo Plg/Extl Wt | https://www.zoellerpumps.com/en-us/products/alarms/switches | EA | 99 |  | 53514177744 | IN STOCK | 4 | LB | 8 | 5 | 8 | 1 Year | NO
10-1882 | Switch,Mech Flt/125/250V/5A/35'Cd/Wo Plg/Extl Wt | Switch,Mech Flt/125/250V/5A/35'Cd/Wo Plg/Extl Wt | https://www.zoellerpumps.com/en-us/products/alarms/switches | EA | 160 |  | 53514177751 | Consult Factory | 5 | LB | 8 | 5 | 8 | 1 Year | NO
10-1883 | Switch,Mech Flt/125/250V/5A/50'Cd/Wo Plg/Extl Wt | Switch,Mech Flt/125/250V/5A/50'Cd/Wo Plg/Extl Wt | https://www.zoellerpumps.com/en-us/products/alarms/switches | EA | 136 |  | 53514177775 | Consult Factory | 6 | LB | 8 | 5 | 8 | 1 Year | NO
10-1886 | Float Tree,Asm W-3 Mech Floats | Float Tree,Asm W-3 Mech Floats | https://www.zoellerpumps.com/en-us/products/alarms/switches | EA | 570 |  | 53514177799 | 4 Weeks | 9 | LB | 38 | 4.75 | 4.75 | 1 Year | NO
10-1887 | Float Tree,Asm W-4 Mech Floats | Float Tree,Asm W-4 Mech Floats | https://www.zoellerpumps.com/en-us/products/alarms/switches | EA | 650 |  | 53514177812 | 4 Weeks | 11 | LB | 38 | 4.75 | 4.75 | 1 Year | NO
10-1932 | Rod,Float-Asm/2 Flt/72" HH Step System | Rod,Float-Asm/2 Flt/72" HH Step System |  | EA | 120 |  | 53514180423 | 4 Weeks | 3 | LB | 38 | 4.75 | 4.75 | 1 Year | NO
10-1933 | Rod,Float-Asm/2 Flt/96"/HH Step System | Rod,Float-Asm/2 Flt/96"/HH Step System |  | EA | 150 |  | 53514180430 | 4 Weeks | 4 | LB | 38 | 4.75 | 4.75 | 1 Year | NO
10-1956 | Switch,Mech Flt/SPB/230V/35'Cd/13Amp/1Hp | Switch,Mech Flt/SPB/230V/35'Cd/13Amp/1Hp | https://www.zoellerpumps.com/en-us/products/alarms/switches | EA | 190 |  | 53514182601 | Consult Factory | 2 | LB | 12.5 | 7.5 | 9.5 | 2 Year | NO
10-1964 | Switch,Mech/DPB/115V/15'Cd/15A/N.O. | Switch,Mech/DPB/115V/15'Cd/15A/N.O. | https://www.zoellerpumps.com/en-us/products/alarms/switches | EA | 330 |  | 53514183448 | Consult Factory | 3.41 | LB | 8 | 6.5 | 8 | 2 Year | NO
10-1965 | Switch,Mech/DPB/230V/15'Cd/15A/N.O. | Switch,Mech/DPB/230V/15'Cd/15A/N.O. | https://www.zoellerpumps.com/en-us/products/alarms/switches | EA | 350 |  | 53514183455 | Consult Factory | 3.48 | LB | 8 | 6.5 | 8 | 2 Year | NO
10-2014 | Fitting,PVC 1.25" Anti-Siphon Device/Sch 80 | Fitting,PVC 1.25" Anti-Siphon Device/Sch 80 | https://www.zoellerpumps.com/en-us/products/grinder-pumps#progressing-cavity | EA | 330 |  | 53514185732 | 6 Weeks | 3 | LB | 22 | 6 | 11 | 1 Year | NO
10-2038 | Kit,Discharge Asm/PC Grinder/30"Lg Flex Hose | Kit,Discharge Asm/PC Grinder/30"Lg Flex Hose | https://www.zoellerpumps.com/en-us/products/grinder-pumps#progressing-cavity | EA | 500 |  | 53514189211 | 6 Weeks | 10 | LB | 10 | 10 | 10 | 1 Year | NO
10-2041 | Switch,Asm Mech-Vert Master/SPB/115V/NO/10'Cd | Switch,Asm Mech-Vert Master/SPB/115V/NO/10'Cd | https://www.zoellerpumps.com/en-us/products/alarms/switches | EA | 115 |  | 53514189372 | Consult Factory | 2 | LB | 8 | 5 | 8 | 1 Year | NO
10-2042 | Switch,Asm Mech-Vert Master/SPB/115V/NO/15'Cd | Switch,Asm Mech-Vert Master/SPB/115V/NO/15'Cd | https://www.zoellerpumps.com/en-us/products/alarms/switches | EA | 135 |  | 53514189389 | Consult Factory | 2 | LB | 8 | 5 | 8 | 1 Year | NO
10-2043 | Switch,Asm Mech-Vert Master/SPB/115V/NO/20'Cd | Switch,Asm Mech-Vert Master/SPB/115V/NO/20'Cd | https://www.zoellerpumps.com/en-us/products/alarms/switches | EA | 150 |  | 53514189396 | Consult Factory | 2 | LB | 8 | 5 | 8 | 1 Year | NO
10-2060 | Switch,Mech Flt/30Vdc/.1A/15'Cd/Narrow W-Clamp | Switch,Mech Flt/30Vdc/.1A/15'Cd/Narrow W-Clamp | https://www.zoellerpumps.com/en-us/products/alarms/switches | EA | 105 |  | 53514190934 | Consult Factory | 2 | LB | 8 | 5 | 8 | 1 Year | NO
10-2061 | Switch,Mech Flt/30Vdc/.1A/20'Cd/Narrow W-Clamp | Switch,Mech Flt/30Vdc/.1A/20'Cd/Narrow W-Clamp | https://www.zoellerpumps.com/en-us/products/alarms/switches | EA | 99 |  | 53514190941 | Consult Factory | 2.5 | LB | 8 | 5 | 8 | 1 Year | NO
10-2062 | Switch,Mech Flt/30Vdc/.1A/25'Cd/Narrow W-Clamp | Switch,Mech Flt/30Vdc/.1A/25'Cd/Narrow W-Clamp | https://www.zoellerpumps.com/en-us/products/alarms/switches | EA | 130 |  | 53514190958 | Consult Factory | 3 | LB | 8 | 5 | 8 | 2 Year | NO
10-2063 | Switch,Mech Flt/30Vdc/.1A/35'Cd/Narrow W-Clamp | Switch,Mech Flt/30Vdc/.1A/35'Cd/Narrow W-Clamp | https://www.zoellerpumps.com/en-us/products/alarms/switches | EA | 140 |  | 53514190965 | Consult Factory | 3.5 | LB | 8 | 5 | 8 | 2 Year | NO
10-2064 | Switch,Mech Flt/30Vdc/.1A/50'Cd/Narrow W-Clamp | Switch,Mech Flt/30Vdc/.1A/50'Cd/Narrow W-Clamp | https://www.zoellerpumps.com/en-us/products/alarms/switches | EA | 180 |  | 53514190972 | Consult Factory | 4 | LB | 8 | 5 | 8 | 2 Year | NO
10-2065 | Switch,Mech Flt/30Vdc/.1A/15'Cd/Narrow/Extl Wt | Switch,Mech Flt/30Vdc/.1A/15'Cd/Narrow/Extl Wt | https://www.zoellerpumps.com/en-us/products/alarms/switches | EA | 116 |  | 53514190989 | Consult Factory | 2 | LB | 8 | 5 | 8 | 2 Year | NO
10-2066 | Switch,Mech Flt/30Vdc/.1A/25'Cd/Narrow Extl Wt | Switch,Mech Flt/30Vdc/.1A/25'Cd/Narrow Extl Wt | https://www.zoellerpumps.com/en-us/products/alarms/switches | EA | 140 |  | 53514190996 | Consult Factory | 2.5 | LB | 8 | 5 | 8 | 1 Year | NO
10-2067 | Switch,Mech Flt/30Vdc/.1A/35'Cd/Narrow Extl Wt | Switch,Mech Flt/30Vdc/.1A/35'Cd/Narrow Extl Wt | https://www.zoellerpumps.com/en-us/products/alarms/switches | EA | 150 |  | 53514191009 | Consult Factory | 3 | LB | 8 | 5 | 8 | 2 Year | NO
10-2068 | Switch,Mech Flt/30Vdc/.1A/50'Cd/Narrow/Extl Wt | Switch,Mech Flt/30Vdc/.1A/50'Cd/Narrow/Extl Wt | https://www.zoellerpumps.com/en-us/products/alarms/switches | EA | 147 |  | 53514191016 | Consult Factory | 3.5 | LB | 8 | 5 | 8 | 2 Year | NO
10-2069 | Float Tree,Asm/W-3 Milliampmaster Floats | Float Tree,Asm/W-3 Milliampmaster Floats | https://www.zoellerpumps.com/en-us/products/alarms/switches | EA | 630 |  | 53514191023 | Consult Factory | 9 | LB | 38 | 4.75 | 4.75 | 1 Year | NO
10-2070 | Float Tree,Asm/W-4 Milliampmaster Floats | Float Tree,Asm/W-4 Milliampmaster Floats | https://www.zoellerpumps.com/en-us/products/alarms/switches | EA | 740 |  | 53514191030 | Consult Factory | 9 | LB | 38 | 4.75 | 4.75 | 1 Year | NO
10-2096 | Switch,Mech Flt/125/250V/5A/75'Cd/Wo Plug |  |  | EA | 210 |  | 53514192785 | Consult Factory | 6.5 | LB | 10 | 10 | 10 | 1 Year | NO
10-2117 | Switch,Mech Flt/125/250V/5A/75'Cd/Wo Plg/Extl Wt |  |  | EA | 250 |  | 53514194819 | Consult Factory | 7.75 | LB | 10 | 10 | 10 | 1 Year | NO
10-2145 | J-Box Sim/2 Flt/Nema 4X/810/815 | J-Box Sim/2 Flt/Nema 4X/810/815 | https://www.zoellerpumps.com/en-us/products/alarms/switches | EA | 850 |  | 53514197377 | Consult Factory | 2.5 | LB | 10.25 | 10.25 | 10.5 | 1 Year | NO
10-2148 | Control,Panel/120V/30'Cd/Mech/Blower/Fusion/Clarus |  |  | EA | 1630 |  | 53514197919 | Consult Factory | 5 | LB | 10 | 19.5 | 0 | 2 Year | NO
10-2149 | Control,Sim/Oil Smart/115V/1Ph/Alarm & Pump Switch | Control,Sim/Oil Smart/115V/1Ph/Alarm & Pump Switch |  | EA | 4100 |  | 53514205669 | IN STOCK | 12 | LB | 10 | 19.5 | 21.5 | 2 Year | NO
10-2150 | Control,Dup/Oil Smart/115V/1Ph/Alarm & Pump Switch | Control,Dup/Oil Smart/115V/1Ph/Alarm & Pump Switch | https://www.zoellerpumps.com/en-us/products/alarms/controls/duplex-alternator | EA | 5830 |  | 53514205676 | 4 Weeks | 18 | LB | 12 | 15 | 18 | 2 Year | NO
10-2152 | Rod,Float-Asm/4 Flt 120"Hi Hd Step System | Rod,Float-Asm/4 Flt 120"Hi Hd Step System |  | EA | 210 |  | 53514197827 | 4 Weeks | 4.325 | LB | 4.75 | 4.75 | 38 | 1 Year | NO
10-2162 | Bracket,Fs Asm (6 Flt) | Bracket,Fs Asm (6 Flt) |  | EA | 230 |  | 53514198695 | Consult Factory | 12 | LB | 10 | 10 | 10 | 1 Year | NO
10-2196 | Rod,Float-Asm/4Flt/72"/HH Step System | Rod,Float-Asm/4Flt/72"/HH Step System |  | EA | 180 |  | 53514201753 | 4 Weeks | 2 | LB | 4.75 | 4.75 | 38 | 1 Year | NO
10-2209 | Rod,Float-Asm/4 Flt 84" High Head Step System | Rod,Float-Asm/4 Flt 84" High Head Step System |  | EA | 180 |  | 53514202767 | 4 Weeks | 4.5 | LB | 4.75 | 4.75 | 38 | 1 Year | NO
10-2220 | Kit,Starter Models 6120/6121/GE Relay | Kit,Starter Models 6120/6121/GE Relay |  | EA | 300 |  | 53514204198 | 4 Weeks | 2 | LB | 7.25 | 5.5 | 5 | 1 Year | NO
10-2221 | Kit,Starter Models 611/621/GE Relay | Kit,Starter Models 611/621/GE Relay |  | EA | 330 |  | 53514204204 | 4 Weeks | 2 | LB | 7.25 | 5.5 | 5 | 1 Year | NO
10-2284 | Control,Sim/Oil Smart/220V/1Ph/50Hz | Control,Sim/Oil Smart/220V/1Ph/50Hz | https://www.zoellerpumps.com/en-us/products/elevator-systems/oil-guard | EA | 4150 |  | 53514208066 | 4 Weeks | 12 | LB | 14 | 4.5 | 6 | 2 Year | NO
10-2285 | Control,Dup/Oil Smart/220V/1Ph/50Hz | Control,Dup/Oil Smart/220V/1Ph/50Hz | https://www.zoellerpumps.com/en-us/products/elevator-systems/oil-guard | EA | 6210 |  | 53514208073 | 4 Weeks | 18 | LB | 12 | 15 | 18 | 2 Year | NO
10-2316 | Bracket,Lifting SS/Z-Rail/130,140,260,270 Series | Bracket,Lifting SS/EZ Out/130,140,260,270 Series |  | EA | 79 |  | 53514211998 | 4 Weeks | 1 | LB | 6 | 6 | 8 | 1 Year | NO
10-2327 | Float Tree,Asm/W-1 Float For Use WithEffluent Filter | Float Tree,Asm/W-1 Float For Use WithEffluent Filter |  | EA | 240 |  | 53514212742 | 4 Weeks | 2.5 | LB | 38 | 4.75 | 4.75 | 1 Year | NO
10-2336 | Control,Box 230V/3 Wire/.5Hp/Potable-Water Turbine Pump | Control,Box 230V/3 Wire/.5Hp/Potable-Water Turbine Pump | https://www.zoellerpumps.com/en-us/products/potable-water | EA | 190 |  | 53514215262 | 2 Weeks | 3 | LB | 5.5 | 3.5 | 9 | 2 Year | NO
10-2337 | Control,Box 230V/3 Wire/.75Hp/Potable-Water Turbine Pump | Control,Box 230V/3 Wire/.75Hp/Potable-Water Turbine Pump | https://www.zoellerpumps.com/en-us/products/potable-water | EA | 200 |  | 53514215286 | Consult Factory | 3 | LB | 5.5 | 3.5 | 9 | 2 Year | NO
10-2338 | Control,Box 230V/3 Wire/1Hp/Potable-Water Turbine Pump | Control,Box 230V/3 Wire/1Hp/Potable-Water Turbine Pump | https://www.zoellerpumps.com/en-us/products/potable-water | EA | 200 |  | 53514215309 | 3 Weeks | 3 | LB | 5.5 | 3.5 | 9 | 2 Year | NO
10-2339 | Control,Pumptec/IR/.5-1.5Hp/115/230V/2 or 3 Wire | Control,Pumptec/IR/.5-1.5Hp/115/230V/2 or 3 Wire | https://www.zoellerpumps.com/en-us/products/potable-water | EA | 810 |  | 53514215323 | 2 Weeks | 3 | LB | 3.3 | 8.9 | 5.25 | 2 Year | NO
10-2340 | Control,Pumptec/.5-5Hp/230V/2 or 3 Wire | Control,Pumptec/.5-5Hp/230V/2 or 3 Wire | https://www.zoellerpumps.com/en-us/products/potable-water | EA | 1600 |  | 53514215347 | 3 Weeks | 6 | LB | 0 | 0 | 0 | 2 Year | NO
10-2341 | Control, QD Pumptec/.5-1Hp/230V/Mounts in QD Relay Control Box | Control, QD Pumptec/.5-1Hp/230V/Mounts in QD Relay Control Box | https://www.zoellerpumps.com/en-us/products/potable-water | EA | 580 |  | 53514215361 | 2 Weeks | 8 | LB | 0 | 0 | 0 | 1 Year | NO
10-2342 | Fitting,Package Complete Submersible-Potable Water Pump | Fitting,Package Complete Submersible-Potable Water Pump | https://www.zoellerpumps.com/en-us/products/potable-water | EA | 260 |  | 53514215385 | 2 Weeks | 25 | LB | 6.5 | 6.5 | 11.5 | 1 Year | NO
10-2343 | Protector,Cable | Protector,Cable | https://www.zoellerpumps.com/en-us/products/potable-water | EA | 30 |  | 53514215408 | 3 Weeks | 0.5 | LB | 0 | 0 | 0 | 1 Year | NO
10-2344 | Kit,Heat Shrink Splice | Kit,Heat Shrink Splice | https://www.zoellerpumps.com/en-us/products/potable-water | EA | 16 |  | 53514215422 | 4 Weeks | 0.04 | LB | 3 | 0.5 | 5 | 1 Year | NO
10-2345 | Fitting,Adjustable 4"-8" Torque Arrestor | Fitting,Adjustable 4"-8" Torque Arrestor | https://www.zoellerpumps.com/en-us/products/potable-water | EA | 32 |  | 53514215446 | 2 Weeks | 2.34 | LB | 0 | 0 | 0 | 1 Year | NO
10-2346 | Fitting,Bronze Pitless Adapter | Fitting,Bronze Pitless Adapter | https://www.zoellerpumps.com/en-us/products/potable-water | EA | 130 |  | 53514215460 | 2 Weeks | 15 | LB | 0 | 0 | 0 | 1 Year | NO
10-2347 | Valve,Pressure Relief/75 Psi MaxFor 1/2"NPT | Valve,Pressure Relief/75 Psi MaxFor 1/2"NPT | https://www.zoellerpumps.com/en-us/products/potable-water | EA | 32 |  | 53514215484 | 2 Weeks | 0.5 | LB | 0 | 0 | 0 | 1 Year | NO
10-2350 | Kit, Potting/ J-Box/ 3M Products"2135" | Kit, Potting/ J-Box/ 3M Products"2135" | https://www.zoellerpumps.com/en-us/products/potable-water | EA | 290 |  | 53514213916 | 4 Weeks | 0.405 | LB | 1.875 | 5.375 | 8.125 | 1 Year | NO
10-2353 | Ejector,Shallow Well (for 460) | Ejector,Shallow Well (for 460) | https://www.zoellerpumps.com/en-us/products/potable-water | EA | 130 |  | 53514218768 | 2 Weeks | 4.5 | LB | 4.25 | 4.25 | 14 | 1 Year | NO
10-2354 | Ejector,Shallow Well (for 463) | Ejector,Shallow Well (for 463) | https://www.zoellerpumps.com/en-us/products/potable-water | EA | 130 |  | 53514218782 | 2 Weeks | 4.5 | LB | 4.25 | 4.25 | 14 | 1 Year | NO
10-2355 | Ejector,Deep Well (for 460,462&463) | Ejector,Deep Well (for 460,462&463) | https://www.zoellerpumps.com/en-us/products/potable-water | EA | 150 |  | 53514218805 | 2 Weeks | 5.5 | LB | 4.25 | 4.25 | 14 | 1 Year | NO
10-2356 | Ejector,Deep Well (for 460&462) | Ejector,Deep Well (for 460&462) | https://www.zoellerpumps.com/en-us/products/potable-water | EA | 140 |  | 53514218829 | 2 Weeks | 5.5 | LB | 4.25 | 4.25 | 14 | 1 Year | NO
10-2357 | Ejector,Deep Well (for 463) | Ejector,Deep Well (for 463) | https://www.zoellerpumps.com/en-us/products/potable-water | EA | 140 |  | 53514218843 | 2 Weeks | 5.5 | LB | 4.25 | 4.25 | 14 | 1 Year | NO
10-2358 | Ejector,Deep Well (for 463) | Ejector,Deep Well (for 463) | https://www.zoellerpumps.com/en-us/products/potable-water | EA | 170 |  | 53514218867 | 2 Weeks | 5.5 | LB | 4.25 | 4.25 | 14 | 1 Year | NO
10-2359 | Kit,Flow control (for 460,462&463) | Kit,Flow control (for 460,462&463) | https://www.zoellerpumps.com/en-us/products/potable-water | EA | 62 |  | 53514218881 | 3 Weeks | 1 | LB | 3.5 | 3.5 | 5.5 | 1 Year | NO
10-2360 | Kit,Switch & Governor Replacement | Kit,Switch & Governor Replacement | https://www.zoellerpumps.com/en-us/products/potable-water | EA | 70 |  | 53514218904 | 3 Weeks | 1 | LB | 4.5 | 1.5 | 5.5 | 1 Year | NO
10-2361 | Valve,Foot-1" X 1-1/4"/Dual Purpose/Bronze | Valve,Foot-1" X 1-1/4"/Dual Purpose/Bronze | https://www.zoellerpumps.com/en-us/products/potable-water | EA | 100 |  | 53514218928 | 4 Weeks | 1 | LB | 0 | 0 | 0 | 1 Year | NO
10-2367 | Tank,Diaphragm/4.5 Gallon | Tank,Diaphragm/4.5 Gallon | https://www.zoellerpumps.com/en-us/products/potable-water | EA | 250 |  | 53514218942 | 2 Weeks | 10 | LB | 11.5 | 11.5 | 15.3 | 1 Year | NO
10-2368 | Tank,Vertical Diaphragm/Air-E-Tainer/14 Gallon/Steel | Tank,Vertical Diaphragm/Air-E-Tainer/14 Gallon/Steel | https://www.zoellerpumps.com/en-us/products/potable-water | EA | 760 |  | 53514218966 | 3 Weeks | 27 | LB | 16.5 | 23 | 16.5 | 1 Year | NO
10-2369 | Tank,Vertical Diaphragm/Air-E-Tainer/20 Gallon/Steel | Tank,Vertical Diaphragm/Air-E-Tainer/20 Gallon/Steel | https://www.zoellerpumps.com/en-us/products/potable-water | EA | 750 |  | 53514218980 | 2 Weeks | 35 | LB | 16.5 | 32 | 16.5 | 1 Year | NO
10-2370 | Tank,Vertical Diaphragm/Air-E-Tainer/32 Gallon/Steel | Tank,Vertical Diaphragm/Air-E-Tainer/32 Gallon/Steel | https://www.zoellerpumps.com/en-us/products/potable-water | EA | 990 |  | 53514219000 | 4 Weeks | 53 | LB | 16.5 | 44 | 16.5 | 1 Year | NO
10-2371 | Tank,Vertical Diaphragm/Air-E-Tainer/44 Gallon/Steel | Tank,Vertical Diaphragm/Air-E-Tainer/44 Gallon/Steel | https://www.zoellerpumps.com/en-us/products/potable-water | EA | 1690 |  | 53514219024 | 2 Weeks | 66 | LB | 14 | 8.5 | 14 | 1 Year | NO
10-2372 | Stand, Air-E-Tainer/Jet Pump | Stand, Air-E-Tainer/Jet Pump | https://www.zoellerpumps.com/en-us/products/potable-water | EA | 95 |  | 53514219048 | 2 Weeks | 3.5 | LB | 8.5 | 5.5 | 1.5 | 1 Year | NO
10-2373 | Kit, Hook Up(for10-2368&10-2369) w/Stand | Kit, Hook Up(for10-2368&10-2369) w/Stand | https://www.zoellerpumps.com/en-us/products/potable-water | EA | 200 |  | 53514219062 | 2 Weeks | 8 | LB | 10.25 | 5.5 | 12.5 | 1 Year | NO
10-2374 | Tank, Expansion/Water Heater(2.1 Gal) | Tank, Expansion/Water Heater(2.1 Gal) | https://www.zoellerpumps.com/en-us/products/potable-water | EA | 150 |  | 53514219086 | 3 Weeks | 7 | LB | 8 | 8 | 8 | 1 Year | NO
10-2375 | Tank, Expansion/Water Heater(4.5 Gal) | Tank, Expansion/Water Heater(4.5 Gal) | https://www.zoellerpumps.com/en-us/products/potable-water | EA | 190 |  | 53514219109 | 3 Weeks | 10 | LB | 12 | 12 | 12 | 1 Year | NO
10-2376 | Switch, Pressure/20-40 PSI | Switch, Pressure/20-40 PSI | https://www.zoellerpumps.com/en-us/products/potable-water | EA | 37 |  | 53514219123 | 2 Weeks | 1 | LB | 0 | 0 | 0 | 1 Year | NO
10-2377 | Switch, Pressure/30-50 PSI | Switch, Pressure/30-50 PSI | https://www.zoellerpumps.com/en-us/products/potable-water | EA | 37 |  | 53514219147 | 4 Weeks | 1 | LB | 0 | 0 | 0 | 1 Year | NO
10-2378 | Switch, Low Pressure Cut Off/20-40 PSI | Switch, Low Pressure Cut Off/20-40 PSI | https://www.zoellerpumps.com/en-us/products/potable-water | EA | 75 |  | 53514219161 | 2 Weeks | 1 | LB | 4 | 4 | 4 | 1 Year | NO
10-2379 | Gauge, Pressure/100 PSI | Gauge, Pressure/100 PSI | https://www.zoellerpumps.com/en-us/products/potable-water | EA | 34 |  | 53514219185 | 3 Weeks | 1 | LB | 0 | 0 | 0 | 1 Year | NO
10-2380 | Gauge, Pressure/200 PSI | Gauge, Pressure/200 PSI | https://www.zoellerpumps.com/en-us/products/potable-water | EA | 23 |  | 53514219208 | 3 Weeks | 1 | LB | 0 | 0 | 0 | 1 Year | NO
10-2381 | Kit,Hook Up (for 10-2367) | Kit,Hook Up (for 10-2367) | https://www.zoellerpumps.com/en-us/products/potable-water | EA | 41 |  | 53514219222 | 2 Weeks | 8 | LB | 0 | 0 | 0 | 1 Year | NO
10-2421 | Stand,Pump Kit | Stand,Pump Kit | https://www.zoellerpumps.com/en-us/products/accessories/pump-stand | EA | 31 |  | 53514226459 | 4 Weeks | 1.25 | LB | 3 | 15 | 15 | 1 Year | NO
10-2614 | A-Pak 120V/1Ph/50-60Hz/15'Mfs/Nema 1/CSA/Auxillary Alarm Contacts | A-Pak 120V/1Ph/50-60Hz/15'Mfs/Nema 1/CSA/Auxillary Alarm Contacts | https://www.zoellerpumps.com/en-us/products/alarms#standard | EA | 300 |  | 53514251352 | Consult Factory | 2.75 | LB | 7.5 | 4.5 | 7.5 | 2 Year | NO
10-2624 | Rod,Float-Asm/2 Flt 108"Hi Hd Step System |  |  | EA | 150 |  | 53514250096 | Consult Factory | 4.325 | LB | 4.75 | 4.75 | 0 | 1 Year | NO
10-2625 | Rod,Float-Asm/3 Flt 108"Hi Hd Step System |  |  | EA | 170 |  | 53514250133 | Consult Factory | 4.325 | LB | 4.75 | 4.75 | 0 | 1 Year | NO
10-2626 | Rod,Float-Asm/4 Flt 108"Hi Hd Step System |  |  | EA | 190 |  | 53514250232 | Consult Factory | 4.325 | LB | 4.75 | 4.75 | 0 | 1 Year | NO
10-3050 | Kit,Extension/QJ Ultima "202"/White | Kit,Extension/QJ Ultima "202"/White | https://www.zoellerpumps.com/en-us/products/toilet-grinder/qwik-jon-ultima | EA | 120 |  | 53514300197 | 4 Weeks | 5 | LB | 4.5 | 4.5 | 30 | 1 Year | NO
10-3149 | Alarm System,Oil Smart W/Lights & Dry Contacts/20'Cd/220V/50Hz |  |  | EA | 2160 |  | 53514311599 | Consult Factory | 5.5 | LB | 5.5 | 0 | 0 | 1 Year | NO
10-3237 | Switch Asm, IS Mechanical Float-(3) Floats & Brackets | Switch Asm, IS Mechanical Float-(3) Floats & Brackets | https://www.zoellerpumps.com/en-us/products/alarms/switches | EA | 610 |  | 53514317218 | Consult Factory | 10 | LB | 12.25 | 12.25 | 12.25 | 2 Year | NO
10-3238 | Switch Asm, IS Mechanical Float-(4) Floats & Brackets | Switch Asm, IS Mechanical Float-(4) Floats & Brackets | https://www.zoellerpumps.com/en-us/products/alarms/switches | EA | 800 |  | 53514321956 | Consult Factory | 14 | LB | 12.25 | 12.25 | 12.25 | 2 Year | NO
10-3560 | Bracket, Lifting SS/Z-Rail/50,90,150 Series | Bracket, Lifting SS/Z-Rail/50,90,150 Series | https://www.zoellerpumps.com/en-us/products/accessories/rail-systems | EA | 113 |  | 53514346546 | 4 Weeks | 0 | LB | 0 | 0 | 0 | 1 Year | NO
10-3561 | Bracket, Lifting SS/Z-Rail/140 Series | Bracket, Lifting SS/Z-Rail/140 Series | https://www.zoellerpumps.com/en-us/products/accessories/rail-systems | EA | 113 |  | 53514346553 | 4 Weeks | 0 | LB | 0 | 0 | 0 | 1 Year | NO
10-3592 | Adapter-Cord Asm/Female Rectangular EQD To Male Round EQD/E-ONE | Adapter-Cord Asm/Rectangular EQD to Round EQD/E-ONE | https://www.zoellerpumps.com/en-us/products/grinder-pumps#progressing-cavity | EA | 650 |  | 53514343699 | 4 Weeks | 4 | LB | 0 | 0 | 0 | 1 Year | NO
10-3829 | Lifting Bracket SS/Z-railL/803,805,807 Series | Lifting Bracket SS/Z-railL/803,805,807 Series | https://www.zoellerpumps.com/en-us/products/accessories/rail-systems | EA | 95 |  | 53514359201 | 4 Weeks | 0 | LB | 0 | 0 | 0 | 1 Year | NO
104-0005 | Mini Drain 104(72) | Mini Drain 104(72) | https://www.zoellerpumps.com/en-us/products/sump-effluent-pumps/residential/model-72 | EA | 560 |  | 53514041717 | 3 Weeks | 16 | LB | 15 | 15 | 15 | 1 Year | NO
10-4011 | A-Pak Proprietary/120V/1Ph/50-60Hz/15'VRS/Nema 1/cCSAus | A-Pak Proprietary/120V/1Ph/50-60Hz/15'VRS/Nema 1/cCSAus | https://www.zoellerpumps.com/en-us/products/alarms#z-control-enabled | EA | 194 |  | 53514382889 | IN STOCK | 0.5 | LB | 5 | 8 | 8 | 3 Year | NO
10-4012 | A-Pak Proprietary/120V/1Ph/50-60Hz/15'MFS/Nema 1/cCSAus | A-Pak Proprietary/120V/1Ph/50-60Hz/15'MFS/Nema 1/cCSAus | https://www.zoellerpumps.com/en-us/products/alarms#z-control-enabled | EA | 267 |  | 53514385354 | IN STOCK | 1 | LB | 5 | 8 | 8 | 3 Year | NO
10-4013 | A-Pak Connected/120V/1Ph/50-60Hz/15'VRS/Nema 1/cCSAus | A-Pak Connected/120V/1Ph/50-60Hz/15'VRS/Nema 1/CSA | https://www.zoellerpumps.com/en-us/products/alarms#z-control-enabled | EA | 389 |  | 53514393007 | IN STOCK | 0.5 | LB | 5 | 8 | 8 | 5 Year | NO
10-4014 | A-Pak Connected/120V/1Ph/50-60Hz/15'MFS/Nema 1/cCSAus | A-Pak Connected/120V/1Ph/50-60Hz/15'MFS/Nema 1/CSA | https://www.zoellerpumps.com/en-us/products/alarms#z-control-enabled | EA | 467 |  | 53514393021 | 6 Weeks | 1 | LB | 5 | 8 | 8 | 5 Year | NO
10-4506 | J-Box,Sim/ W-O Holes/(Field Installed) | J-Box,Sim/ W-O Holes/(Field Installed) |  | EA | 280 |  | 53514417826 | 4 Weeks | 0 | 0 | 0 | 0 | 0 | 1 Year | NO
10-4507 | J-Box,Dup/ W-O Holes/(Field Installed) | J-Box,Dup/ W-O Holes/(Field Installed) |  | EA | 320 |  | 53514417833 | 4 Weeks | 0 | 0 | 0 | 0 | 0 | 1 Year | NO
10-4508 | J-Box Sim/3 Flt/Nema 4X/"840"/(Field Installed)/(No Holes) |  |  | EA | 430 |  | 53514417819 | 4 Weeks | 0 | LB | 0 | 0 | 0 | 1 Year | NO
10-4509 | J-Box Dup/3 Flt/Nema 4X/"840"/(Field Installed)/(No Holes) |  |  | EA | 600 |  | 53514417840 | 4 Weeks | 0 | LB | 0 | 0 | 0 | 1 Year | NO
10-4698 | Valve Asm, Curb Stop 1.25" SS Lateral |  |  | EA | 790 |  | 53514437725 | Consult Factory | 6 | LB | 6 | 0 | 0 | 1 Year | NO
10-4713 | Bracket, Lifting SS/Extended/(Grinder/Big Sewage) 8" |  |  | EA | 53 |  | 53514442736 | 4 Weeks | 2 | LB | 2 | 0 | 0 | 1 Year | NO
10-4751 | Hose,Flexible 1.25" X 18"/304 SS Braided (MNPT X FNPT Union)) | Hose,Flexible 1.25" X 18"/304 SS Braided (MNPT X FNPT Union)) |  | EA | 710 |  | 53514442460 | 4 Weeks | 1 | LB | 0 | 0 | 0 | 1 Year | NO
10-4824 | Adapter-Cord Asm/Male Rectangular EQD To Female Round EQD/E-ONE | Adapter-Cord Asm/Male Rectangular EQD To Female Round EQD/E-ONE | https://www.zoellerpumps.com/en-us/products/grinder-pumps/progressing-cavity/932-replacement | EA | 660 |  | 53514450625 | 4 Weeks | 4 | LB | 0 | 0 | 0 | 1 Year | NO
10-4828 | Kit,Anti-Siphon/SS/1.25" (6932 Models Only) |  |  | EA | 240 |  | 53514451288 | 4 Weeks | 2.5 | LB | 2.5 | 0 | 0 | 1 Year | NO
10-4866 | Extension Rod, Curb Box/48" Long/General Foundries PN 49048 |  |  | EA | 39 |  | 53514453268 | 4 Weeks | 6 | LB | 6 | 0 | 0 | 1 Year | NO
10-4867 | Buffalo,Curb Box/Sewer Marking Cover/42-60" Depth/General Foundries PN 37094E | Buffalo,Curb Box/Sewer Marking Cover/42-60" Depth/General Foundries PN 37094E | https://www.zoellerpumps.com/en-us/products/grinder-pumps/progressing-cavity/932-replacement | EA | 195 |  | 53514453275 | 4 Weeks | 40 | LB | 50 | 7.5 | 50 | 1 Year | NO
10-4875 | Buffalo,Curb Box/Sewer Marking Cover/30-42" Depth/General Foundries PN 37092D | Buffalo,Curb Box/Sewer Marking Cover/30-42" Depth/General Foundries PN 37092D | https://www.zoellerpumps.com/en-us/products/grinder-pumps/progressing-cavity/932-replacement | EA | 140 |  | 53514454357 | 2 Weeks | 35 | LB | 42 | 5 | 42 | 1 Year | NO
10-4876 | Extension Rod, Curb Box/24" Long/General Foundries PN 49024 |  |  | EA | 29 |  | 53514454364 | 2 Weeks | 4 | LB | 4 | 0 | 0 | 1 Year | NO
10-4877 | Extension Rod, Curb Box/36" Long/General Foundries PN 49036 |  |  | EA | 45 |  | 53514454371 | 2 Weeks | 5 | LB | 5 | 0 | 0 | 1 Year | NO
10-4893 | Valve Asm, Curb Stop 2" SS Lateral |  |  | EA | 1720 |  | 53514455644 | 4 Weeks | 6.6 | LB | 6.6 | 0 | 0 | 1 Year | NO
10-4924 | Fitting,S.S. Anti-Siphon Device 1.25"NPT (w/Tee Fitting) |  |  | EA | 310 |  | 53514457884 | 4 Weeks | 10 | LB | 10 | 0 | 0 | 1 Year | NO
105-0001 | Drain Pump 105/M53 115V/1Ph/cCSAus | Drain Pump 105/M53 115V/1Ph/cUPC | https://www.zoellerpumps.com/en-us/products/package-systems/drain-pump | EA | 455 |  | 53514012953 | IN STOCK | 30 | LB | 15.25 | 15 | 15.25 | 1 Year | PUMP ONLY
105-0010 | Drain Pump 105 M53 115V/1Ph/2"Inlet | Drain Pump 105 M53 115V/1Ph/2"Inlet | https://www.zoellerpumps.com/en-us/products/package-systems/drain-pump | EA | 890 |  | 53514151782 | 3 Weeks | 30 | LB | 15.25 | 15 | 15.25 | 3 Year | PUMP ONLY
105-0017 | Drain Pump/Pre-Assembled/105/M53 115V/1Ph | Drain Pump/Pre-Assembled/105/M53 115V/1Ph | https://www.zoellerpumps.com/en-us/products/package-systems/drain-pump | EA | 600 |  | 53514466824 | 3 Weeks | 30 | LB | 15.25 | 15 | 15.25 | 3 Year | PUMP ONLY
10-5105 | Battery,Wet MF 12Vdc "Aquanot" (27SDC) | Battery,Wet MF 12Vdc "Aquanot" (27SDC) |  | EA | 520 | 390 | 53514478360 | 6 Weeks | 53 | LB | 9.4 | 6.8 | 13 | 3 Year | YES
10-5135 | Float Tree,Asm for Rotomold Basin | Float Tree,Asm for Rotomold Basin |  | EA | 210 |  | 53514480059 | 3 Weeks | 0.01 | LB | 0 | 0 | 0 | 1 Year | NO
10-5157 | Kit, Riser Joining for 24 X 24 Basin |  |  | EA | 490 |  | 53514483890 | 3 Weeks | 10 | LB | 24 | 24 | 24 | 1 Year | NO
10-5167 | Rod,Float-Asm/5Flt/72"/HH Step System |  |  | EA | 200 |  | 53514485092 | 3 Weeks | 2 | LB | 4.75 | 4.75 | 0 | 1 Year | NO
10-5184 | Kit,Dual Battery |  |  | EA | 100 |  | 53514486945 | 3 Weeks | 2 | LB | 7.25 | 5 | 5 | 1 Year | NO
108-0001 | Crawl Space Sump W/M53 Pump/25'Cd | Crawl Space Sump W/M53 Pump/25'Cd | https://www.zoellerpumps.com/en-us/products/package-systems/crawl-space | EA | 620 |  | 53514094133 | IN STOCK | 33 | LB | 22.25 | 16.25 | 16.25 | 3 Year | PUMP ONLY
108-0009 | Crawl Space Sump w-WM49 Pump/20'Cd | Crawl Space Sump w-WM49 Pump/20'Cd | https://www.zoellerpumps.com/en-us/products/package-systems/crawl-space | EA | 670 |  | 53514260057 | 3 Weeks | 33 | LB | 22.25 | 16.25 | 16.25 | 1 Year | PUMP ONLY
109-0005 | Scale Removal System W-N42 | Scale Removal System W-N42 | https://www.zoellerpumps.com/en-us/products/hvac/scale-removal | EA | 810 |  | 53514268312 | 3 Weeks | 15.3 | LB | 15 | 15 | 18 | 1 Year | NO
11324-0001 | Control,Pivot Pro/Sim/1Ph/115/200/230V/7-15A |  |  | EA | 2028 |  | 53514441661 | 6 Weeks | 9 | LB | 10 | 6 | 12 | 5 Year | NO
11334-0001 | Control,Pivot Pro/Sim/1Ph/115/200/230V/15-20A |  |  | EA | 2033 |  | 53514441678 | 6 Weeks | 9 | LB | 10 | 6 | 12 | 5 Year | NO
11344-0001 | Control,Pivot Pro/Sim/1Ph/115/200/230V/20-30A |  |  | EA | 2045 |  | 53514486686 | 6 Weeks | 9 | LB | 10 | 6 | 12 | 5 Year | NO
114A4-0001 | Control,Pivot Pro/Sim/3Ph/200/230/460V/1.0-1.6A | Control,Pivot Pro/Sim/3Ph/200/230/460V/1.0-1.6FLA/Standard |  | EA | 2450 |  | 53514441777 | 6 Weeks | 20 | LB | 12 | 16.5 | 21 | 5 Year | NO
114B4-0001 | Control,Pivot Pro/Sim/3Ph/200/230/460V/1.6-2.5A | Control,Pivot Pro/Sim/3Ph/200/230/460V/1.6-2.5FLA/Standard |  | EA | 2450 |  | 53514441784 | 6 Weeks | 20 | LB | 12 | 16.5 | 21 | 5 Year | NO
114C4-0001 | Control,Pivot Pro/Sim/3Ph/200/230/460V/2.5-4.0A | Control,Pivot Pro/Sim/3Ph/200/230/460V/2.5-4.0FLA/Standard |  | EA | 2538 |  | 53514441791 | 6 Weeks | 20 | LB | 12 | 16.5 | 21 | 5 Year | NO
114D4-0001 | Control,Pivot Pro/Sim/3Ph/200/230/460V/4.0-6.3A | Control,Pivot Pro/Sim/3Ph/200/230/460V/4.0-6.3FLA/Standard |  | EA | 2450 |  | 53514441807 | 6 Weeks | 20 | LB | 12 | 16.5 | 21 | 5 Year | NO
114E4-0001 | Control,Pivot Pro/Sim/3Ph/200/230/460V/6-10.0A | Control,Pivot Pro/Sim/3Ph/200/230/460V/6-10FLA/Standard |  | EA | 2450 |  | 53514441814 | 6 Weeks | 20 | LB | 12 | 16.5 | 21 | 5 Year | NO
114F4-0001 | Control,Pivot Pro/Sim/3Ph/200/230/460V/9-14A | Control,Pivot Pro/Sim/3Ph/200/230/460V/9-14FLA/Standard |  | EA | 2484 |  | 53514441821 | 6 Weeks | 20 | LB | 12 | 16.5 | 21 | 5 Year | NO
114G4-0001 | Control,Pivot Pro/Sim/3Ph/200/230/460V/13-18A | Control,Pivot Pro/Sim/3Ph/200/230/460V/13-18FLA/Standard |  | EA | 2484 |  | 53514441838 | 6 Weeks | 20 | LB | 12 | 16.5 | 21 | 5 Year | NO
114H4-0001 | Control,Pivot Pro/Sim/3Ph/200/230/460V/17-23A | Control,Pivot Pro/Sim/3Ph/200/230/460V/17-23FLA/Standard |  | EA | 2509 |  | 53514441845 | 6 Weeks | 20 | LB | 12 | 16.5 | 21 | 5 Year | NO
114Q4-0001 | Control,Pivot Pro/Sim/3Ph/200/230/460V/20-25A | Control,Pivot Pro/Sim/3Ph/200/230/460V/20-25 FLA/Standard |  | EA | 2509 |  | 53514441852 | 6 Weeks | 20 | LB | 12 | 16.5 | 21 | 5 Year | NO
115-0001 | Drain Pump 115 M57/1Ph/cCSAus | Drain Pump 115 M57/1Ph/cUPC | https://www.zoellerpumps.com/en-us/products/package-systems/drain-pump | EA | 630 |  | 53514013578 | 3 Weeks | 36 | LB | 15.25 | 15 | 15.25 | 3 Year | PUMP ONLY
120-0001 | Drain Pump 120 M59/115V/1Ph/cCSAus | Drain Pump 120 M59/115V/1Ph/cUPC | https://www.zoellerpumps.com/en-us/products/package-systems/drain-pump | EA | 3240 |  | 53514013585 | 3 Weeks | 37 | LB | 15.25 | 15 | 15.25 | 3 Year | NO
12314-0001 | Control,Pivot Pro/Dup/1Ph/115/20/230V/0-7A |  |  | EA | 2176 |  | 53514441715 | 6 Weeks | 9 | LB | 10 | 6 | 12 | 5 Year | NO
12324-0001 | Control,Pivot Pro/Dup/1Ph/115/200/230V/7-15A |  |  | EA | 2199 |  | 53514441722 | 6 Weeks | 9 | LB | 10 | 6 | 12 | 5 Year | NO
12334-0001 | Control,Pivot Pro/Dup/1Ph/115/200/230V/15-20A |  |  | EA | 2242 |  | 53514441739 | 6 Weeks | 9 | LB | 10 | 6 | 12 | 5 Year | NO
12344-0001 | Control,Pivot Pro/Dup/1Ph/115/200/230V/20-30A |  |  | EA | 2368 |  | 53514441746 | 6 Weeks | 9 | LB | 10 | 6 | 12 | 5 Year | NO
124A4-0001 | Control,Pivot Pro/Dup/3Ph/200/230/460V/1.0-1.6A | Control,Pivot Pro/Dup/3Ph/200/230/460V/1.0-1.6FLA/Standard |  | EA | 3099 |  | 53514441920 | 6 Weeks | 20 | LB | 12 | 16.5 | 21 | 5 Year | NO
124B4-0001 | Control,Pivot Pro/Dup/3Ph/200/230/460V/1.6-2.5A | Control,Pivot Pro/Dup/3Ph/200/230/460V/1.6-2.5FLA/Standard |  | EA | 3099 |  | 53514441937 | 6 Weeks | 20 | LB | 12 | 16.5 | 21 | 5 Year | NO
124C4-0001 | Control,Pivot Pro/Dup/3Ph/200/230/460V/2.5-4.0A | Control,Pivot Pro/Dup/3Ph/200/230/460V/2.5-4.0FLA/Standard |  | EA | 3099 |  | 53514441944 | 6 Weeks | 20 | LB | 12 | 16.5 | 21 | 5 Year | NO
124D4-0001 | Control,Pivot Pro/Dup/3Ph/200/230/460V/4.0-6.3A | Control,Pivot Pro/Dup/3Ph/200/230/460V/4.0-6.3FLA/Standard |  | EA | 3099 |  | 53514441951 | 6 Weeks | 20 | LB | 12 | 16.5 | 21 | 5 Year | NO
124E4-0001 | Control,Pivot Pro/Dup/3Ph/200/230/460V/6-10A | Control,Pivot Pro/Dup/3Ph/200/230/460V/6-10FLA/Standard |  | EA | 3099 |  | 53514441968 | 6 Weeks | 20 | LB | 12 | 16.5 | 21 | 5 Year | NO
124F4-0001 | Control,Pivot Pro/Dup/3Ph/200/230/460V/9-14A | Control,Pivot Pro/Dup/3Ph/200/230/460V/9-14FLA/Standard |  | EA | 3200 |  | 53514441975 | 6 Weeks | 20 | LB | 12 | 16.5 | 21 | 5 Year | NO
124G4-0001 | Control,Pivot Pro/Dup/3Ph/200/230/460V/13-18A | Control,Pivot Pro/Dup/3Ph/200/230/460V/13-18FLA/Standard |  | EA | 3200 |  | 53514441982 | 6 Weeks | 20 | LB | 12 | 16.5 | 21 | 5 Year | NO
124H4-0001 | Control,Pivot Pro/Dup/3Ph/200/230/460V/17-23A | Control,Pivot Pro/Dup/3Ph/200/230/460V/17-23FLA/Standard |  | EA | 3233 |  | 53514441999 | 6 Weeks | 20 | LB | 12 | 16.5 | 21 | 5 Year | NO
124Q4-0001 | Control,Pivot Pro/Dup/3Ph/200/230/460V/20-25A | Control,Pivot Pro/Dup/3Ph/200/230/460V/20-25FLA/Standard |  | EA | 3233 |  | 53514481698 | 6 Weeks | 20 | LB | 12 | 16.5 | 21 | 5 Year | NO
124R4-0001 | Control,Pivot Pro/Dup/3Ph/200/230/460V/23-32A | Control,Pivot Pro/Dup/3Ph/200/230/460V/23-32FLA/Standard |  | EA | 3704 |  | 53514442002 | 6 Weeks | 20 | LB | 12 | 16.5 | 21 | 5 Year | NO
131-0001 | Drain Pump 131 M98/115V/1Ph/cCSAus | Drain Pump 131 M98/115V/1Ph/cUPC | https://www.zoellerpumps.com/en-us/products/package-systems/drain-pump | EA | 628 |  | 53514036270 | IN STOCK | 43 | LB | 15.25 | 15 | 15.25 | 3 Year | PUMP ONLY
132-0001 | Drain Pump 132 M72/115V/1Ph/Preassembled | Drain Pump 132 M72/115V/1Ph/Preassembled | https://www.zoellerpumps.com/en-us/products/package-systems/drain-pump | EA | 640 |  | 53514144630 | 3 Weeks | 19 | LB | 15.25 | 15 | 15.25 | 3 Year | PUMP ONLY
135-0005 | Drain Pump 135 WM152/115V/1Ph/Vfs | Drain Pump 135 WM152/115V/1Ph/Vfs | https://www.zoellerpumps.com/en-us/products/sump-effluent-pumps/effluent/150-series | EA | 1350 |  | 53514151225 | 3 Weeks | 48 | LB | 15.25 | 15 | 15.25 | 3 Year | YES
137-0001 | M137 115V/1Ph/cCSAus | M137 115V/1Ph/cCSAus/UL | https://www.zoellerpumps.com/en-us/products/sump-effluent-pumps/effluent/130-series | EA | 683 |  | 53514013943 | IN STOCK | 47 | LB | 13.75 | 11 | 11 | 3 Year | YES
137-0002 | N137 115V/1Ph/cCSAus | N137 115V/1Ph/cCSAus/UL | https://www.zoellerpumps.com/en-us/products/sump-effluent-pumps/effluent/130-series | EA | 628 |  | 53514013950 | IN STOCK | 46 | LB | 13.75 | 11 | 11 | 3 Year | YES
137-0003 | D137 230V/1Ph/cCSAus | D137 230V/1Ph/cCSAus/UL | https://www.zoellerpumps.com/en-us/products/sump-effluent-pumps/effluent/130-series | EA | 880 |  | 53514013967 | 4 Weeks | 47 | LB | 13.75 | 11 | 11 | 3 Year | YES
137-0004 | E137 230V/1Ph/cCSAus | E137 230V/1Ph/UL/cCSAus | https://www.zoellerpumps.com/en-us/products/sump-effluent-pumps/effluent/130-series | EA | 820 |  | 53514013974 | 4 Weeks | 46 | LB | 13.75 | 11 | 11 | 3 Year | YES
137-0005 | M137 15'Cd/115V/1Ph/cCSAus | M137 15'Cd/115V/1Ph/cCSAus/UL | https://www.zoellerpumps.com/en-us/products/sump-effluent-pumps/effluent/130-series | EA | 780 |  | 53514013981 | 4 Weeks | 47 | LB | 13.75 | 11 | 11 | 3 Year | YES
137-0007 | M137 25'Cd/115V/1Ph/cCSAus | M137 25'Cd/115V/1Ph/cCSAus/UL | https://www.zoellerpumps.com/en-us/products/sump-effluent-pumps/effluent/130-series | EA | 790 |  | 53514013998 | 4 Weeks | 49 | LB | 13.75 | 11 | 11 | 3 Year | YES
137-0008 | M137 35'Cd/115V/1Ph/cCSAus | M137 35'Cd/115V/1Ph/cCSAus/UL | https://www.zoellerpumps.com/en-us/products/sump-effluent-pumps/effluent/130-series | EA | 810 |  | 53514014001 | 4 Weeks | 52 | LB | 13.75 | 11 | 11 | 3 Year | YES
137-0010 | M137 50'Cd/115V/1Ph/cCSAus | M137 50'Cd/115V/1Ph/cCSAus/UL | https://www.zoellerpumps.com/en-us/products/sump-effluent-pumps/effluent/130-series | EA | 870 |  | 53514014025 | 4 Weeks | 56 | LB | 13.75 | 11 | 11 | 3 Year | YES
137-0011 | M137 115V/1Ph/Extra Duty | M137 115V/1Ph/Extra Duty | https://www.zoellerpumps.com/en-us/products/sump-effluent-pumps/effluent/130-series | EA | 810 |  | 53514014032 | 4 Weeks | 47 | LB | 13.75 | 11 | 11 | 3 Year | YES
137-0012 | N137 115V/1Ph/Extra Duty | N137 115V/1Ph/Extra Duty | https://www.zoellerpumps.com/en-us/products/sump-effluent-pumps/effluent/130-series | EA | 740 |  | 53514014049 | 4 Weeks | 46 | LB | 13.75 | 11 | 11 | 3 Year | YES
137-0017 | H137 200-208V/1Ph/cCSAus | H137 200-208V/1Ph/cCSAus | https://www.zoellerpumps.com/en-us/products/sump-effluent-pumps/effluent/130-series | EA | 930 |  | 53514014063 | 4 Weeks | 47 | LB | 13.75 | 11 | 11 | 3 Year | YES
137-0019 | N137 50'Cd/115V/1Ph/cCSAus | N137 50'Cd/115V/1Ph/cCSAus/UL | https://www.zoellerpumps.com/en-us/products/sump-effluent-pumps/effluent/130-series | EA | 820 |  | 53514014070 | 4 Weeks | 55 | LB | 13.75 | 11 | 11 | 3 Year | YES
137-0027 | J137 200-208V/3Ph/cCSAus | J137 200-208V/3Ph/cCSAus/UL | https://www.zoellerpumps.com/en-us/products/sump-effluent-pumps/effluent/130-series | EA | 950 |  | 53514014148 | 4 Weeks | 46 | LB | 13.75 | 11 | 11 | 3 Year | YES
137-0029 | I137 200-208V/1Ph/cCSAus | I137 200-208V/1Ph/cCSAus | https://www.zoellerpumps.com/en-us/products/sump-effluent-pumps/effluent/130-series | EA | 870 |  | 53514014162 | 4 Weeks | 46 | LB | 13.75 | 11 | 11 | 3 Year | YES
137-0032 | N137 115V/1Ph/BI/ED | N137 115V/1Ph/BI/ED | https://www.zoellerpumps.com/en-us/products/sump-effluent-pumps/effluent/130-series | EA | 1060 |  | 53514014179 | 4 Weeks | 46 | LB | 13.75 | 11 | 11 | 3 Year | YES
137-0036 | F137 230V/3Ph/cCSAus | F137 230V/3Ph/cCSAus/UL | https://www.zoellerpumps.com/en-us/products/sump-effluent-pumps/effluent/130-series | EA | 950 |  | 53514014186 | 4 Weeks | 46 | LB | 13.75 | 11 | 11 | 3 Year | NO
137-0037 | M137 115V/1Ph/BI/cCSAus | M137 115V/1Ph/BI/cCSAus/UL | https://www.zoellerpumps.com/en-us/products/sump-effluent-pumps/effluent/130-series | EA | 1000 |  | 53514014193 | 4 Weeks | 47 | LB | 13.75 | 11 | 11 | 3 Year | YES
137-0039 | N137 25'Cd/115V/1Ph/cCSAus | N137 25'Cd/115V/1Ph/cCSAus/UL | https://www.zoellerpumps.com/en-us/products/sump-effluent-pumps/effluent/130-series | EA | 730 |  | 53514014216 | 4 Weeks | 48 | LB | 13.75 | 11 | 11 | 3 Year | YES
137-0040 | M137 25'Cd/115V/1Ph/BI/cCSAus | M137 25'Cd/115V/1Ph/BI/cCSAus/UL | https://www.zoellerpumps.com/en-us/products/sump-effluent-pumps/effluent/130-series | EA | 1070 |  | 53514014223 | 4 Weeks | 49 | LB | 13.75 | 11 | 11 | 3 Year | YES
137-0041 | E137 35'Cd/230V/1Ph/cCSAus | E137 35'Cd/230V/1Ph/UL/cCSAus | https://www.zoellerpumps.com/en-us/products/sump-effluent-pumps/effluent/130-series | EA | 910 |  | 53514014230 | 4 Weeks | 51 | LB | 13.75 | 11 | 11 | 3 Year | YES
137-0042 | N137 115V/1Ph/BI/cCSAus | N137 115V/1Ph/BI/cCSAus/UL | https://www.zoellerpumps.com/en-us/products/sump-effluent-pumps/effluent/130-series | EA | 960 |  | 53514014247 | 4 Weeks | 46 | LB | 13.75 | 11 | 11 | 3 Year | YES
137-0044 | N137 25'Cd/115V/1Ph/ED | N137 25'Cd/115V/1Ph/ED | https://www.zoellerpumps.com/en-us/products/sump-effluent-pumps/effluent/130-series | EA | 810 |  | 53514014261 | 4 Weeks | 48 | LB | 13.75 | 11 | 11 | 3 Year | YES
137-0045 | BN137 115V/1Ph/Pb15'/cCSAus Pump | BN137 115V/1Ph/Pb15'/UL cCSAus Pump | https://www.zoellerpumps.com/en-us/products/sump-effluent-pumps/effluent/130-series | EA | 676 |  | 53514014278 | IN STOCK | 48 | LB | 13.75 | 11 | 11 | 3 Year | YES
137-0047 | H137 25'Cd/200-208V/1Ph/cCSAus | H137 25'Cd/200-208V/1Ph/cCSAus | https://www.zoellerpumps.com/en-us/products/sump-effluent-pumps/effluent/130-series | EA | 990 |  | 53514014292 | 4 Weeks | 49 | LB | 13.75 | 11 | 11 | 3 Year | YES
137-0048 | J137 200-208V/3Ph/ED | J137 200-208V/3Ph/ED | https://www.zoellerpumps.com/en-us/products/sump-effluent-pumps/effluent/130-series | EA | 1010 |  | 53514014308 | 4 Weeks | 46 | LB | 13.75 | 11 | 11 | 3 Year | YES
137-0049 | I137 200-208V/1Ph/Br-Imp/cCSAus | I137 200-208V/1Ph/Br-Imp/cCSAus | https://www.zoellerpumps.com/en-us/products/sump-effluent-pumps/effluent/130-series | EA | 1160 |  | 53514014315 | 4 Weeks | 46 | LB | 13.75 | 11 | 11 | 3 Year | YES
137-0050 | G137 460V/3Ph/cCSAus | G137 460V/3Ph/cCSAus | https://www.zoellerpumps.com/en-us/products/sump-effluent-pumps/effluent/130-series | EA | 950 |  | 53514014322 | 4 Weeks | 46 | LB | 13.75 | 11 | 11 | 3 Year | YES
137-0052 | D137 25'Cd/230V/1Ph/cCSAus | D137 25'Cd/230V/1Ph/cCSAus/UL | https://www.zoellerpumps.com/en-us/products/sump-effluent-pumps/effluent/130-series | EA | 950 |  | 53514014346 | 4 Weeks | 49 | LB | 13.75 | 11 | 11 | 3 Year | YES
137-0053 | D137 230V/1Ph/BI/cCSAus | D137 230V/1Ph/BI/cCSAus/UL | https://www.zoellerpumps.com/en-us/products/sump-effluent-pumps/effluent/130-series | EA | 1290 |  | 53514014353 | 4 Weeks | 47 | LB | 13.75 | 11 | 11 | 3 Year | YES
137-0054 | E137 230V/1Ph/Extra Duty | E137 230V/1Ph/Extra Duty | https://www.zoellerpumps.com/en-us/products/sump-effluent-pumps/effluent/130-series | EA | 880 |  | 53514014360 | 4 Weeks | 46 | LB | 13.75 | 11 | 11 | 3 Year | YES
137-0055 | D137 50'Cd/230V/1Ph/BI/cCSAus | D137 50'Cd/230V/1Ph/BI/cCSAus/UL | https://www.zoellerpumps.com/en-us/products/sump-effluent-pumps/effluent/130-series | EA | 1300 |  | 53514014377 | 4 Weeks | 56 | LB | 13.75 | 11 | 11 | 3 Year | YES
137-0056 | J137 25'Cd/200-208V/3Ph/cCSAus | J137 25'Cd/200-208V/3Ph/cCSAus/UL | https://www.zoellerpumps.com/en-us/products/sump-effluent-pumps/effluent/130-series | EA | 1020 |  | 53514014384 | 4 Weeks | 46 | LB | 13.75 | 11 | 11 | 3 Year | YES
137-0057 | M137 50'Cd/115V/1Ph/BI/cCSAus | M137 50'Cd/115V/1Ph/BI/cCSAus/UL | https://www.zoellerpumps.com/en-us/products/sump-effluent-pumps/effluent/130-series | EA | 1190 |  | 53514014391 | 4 Weeks | 56 | LB | 13.75 | 11 | 11 | 3 Year | YES
137-0058 | D137 50'Cd/230V/1Ph/cCSAus | D137 50'Cd/230V/1Ph/cCSAus/UL | https://www.zoellerpumps.com/en-us/products/sump-effluent-pumps/effluent/130-series | EA | 1010 |  | 53514025465 | 4 Weeks | 56 | LB | 13.75 | 11 | 11 | 3 Year | YES
137-0060 | E137 50'Cd/230V/1Ph/cCSAus | E137 50'Cd/230V/1Ph/UL/cCSAus | https://www.zoellerpumps.com/en-us/products/sump-effluent-pumps/effluent/130-series | EA | 950 |  | 53514027360 | 4 Weeks | 55 | LB | 13.75 | 11 | 11 | 3 Year | YES
137-0065 | F137 25'Cd/230V/3Ph/cCSAus | F137 25'Cd/230V/3Ph/cCSAus/UL | https://www.zoellerpumps.com/en-us/products/sump-effluent-pumps/effluent/130-series | EA | 1020 |  | 53514038311 | 4 Weeks | 48 | LB | 13.75 | 11 | 11 | 3 Year | NO
137-0068 | BE137 230V/1Ph/15'Pb/cCSAus | BE137 230V/1Ph/15'Pb/UL/cCSAus | https://www.zoellerpumps.com/en-us/products/sump-effluent-pumps/effluent/130-series | EA | 890 |  | 53514041380 | 4 Weeks | 48 | LB | 13.75 | 11 | 11 | 3 Year | YES
137-0069 | G137 460V/3Ph/Extra Duty | G137 460V/3Ph/Extra Duty | https://www.zoellerpumps.com/en-us/products/sump-effluent-pumps/effluent/130-series | EA | 1000 |  | 53514041649 | 4 Weeks | 46 | LB | 13.75 | 11 | 11 | 3 Year | YES
137-0070 | F137 230V/3Ph/Brass Imp/cCSAus | F137 230V/3Ph/Brass Imp/cCSAus/UL | https://www.zoellerpumps.com/en-us/products/sump-effluent-pumps/effluent/130-series | EA | 1240 |  | 53514043124 | 4 Weeks | 46 | LB | 13.75 | 11 | 11 | 3 Year | NO
137-0071 | D137 35'Cd/230V/1Ph/cCSAus | D137 35'Cd/230V/1Ph/cCSAus/UL | https://www.zoellerpumps.com/en-us/products/sump-effluent-pumps/effluent/130-series | EA | 970 |  | 53514043209 | 4 Weeks | 52 | LB | 13.75 | 11 | 11 | 3 Year | YES
137-0073 | N137 35'Cd/115V/1Ph/cCSAus | N137 35'Cd/115V/1Ph/cCSAus/UL | https://www.zoellerpumps.com/en-us/products/sump-effluent-pumps/effluent/130-series | EA | 760 |  | 53514045814 | 4 Weeks | 50 | LB | 13.75 | 11 | 11 | 3 Year | YES
137-0077 | H137 200-208V/1Ph/Br Imp/cCSAus | H137 200-208V/1Ph/Br Imp/cCSAus | https://www.zoellerpumps.com/en-us/products/sump-effluent-pumps/effluent/130-series | EA | 1220 |  | 53514054670 | 4 Weeks | 47 | LB | 13.75 | 11 | 11 | 3 Year | YES
137-0078 | D137 15'Cd/230V/1Ph/cCSAus | D137 15'Cd/230V/1Ph/cCSAus/UL | https://www.zoellerpumps.com/en-us/products/sump-effluent-pumps/effluent/130-series | EA | 910 |  | 53514056308 | 4 Weeks | 47 | LB | 13.75 | 11 | 11 | 3 Year | YES
137-0079 | BN137 115V/1Ph/BI/Pb15'/cCSAus | BN137 115V/1Ph/BI/Pb15'/cCSAus/UL | https://www.zoellerpumps.com/en-us/products/sump-effluent-pumps/effluent/130-series | EA | 1070 |  | 53514057312 | 4 Weeks | 48 | LB | 13.75 | 11 | 11 | 3 Year | YES
137-0082 | J137 200-208V/3Ph/Br Imp/cCSAus | J137 200-208V/3Ph/Br Imp/cCSAus/UL | https://www.zoellerpumps.com/en-us/products/sump-effluent-pumps/effluent/130-series | EA | 1240 |  | 53514061470 | 4 Weeks | 46 | LB | 13.75 | 11 | 11 | 3 Year | YES
137-0083 | H137 50'Cd/200-208V/1Ph/cCSAus | H137 50'Cd/200-208V/1Ph/cCSAus | https://www.zoellerpumps.com/en-us/products/sump-effluent-pumps/effluent/130-series | EA | 1050 |  | 53514066857 | 4 Weeks | 56 | LB | 13.75 | 11 | 11 | 3 Year | YES
137-0086 | BN137 35'Cd/115V/1Ph/Pb35'/cCSAus | BN137 35'Cd/115V/1Ph/Pb35'/UL/cCSAus | https://www.zoellerpumps.com/en-us/products/sump-effluent-pumps/effluent/130-series | EA | 930 |  | 53514078454 | 4 Weeks | 55 | LB | 13.75 | 11 | 11 | 3 Year | YES
137-0088 | J137 50'Cd/200-208V/3Ph/cCSAus | J137 50'Cd/200-208V/3Ph/cCSAus/UL | https://www.zoellerpumps.com/en-us/products/sump-effluent-pumps/effluent/130-series | EA | 1070 |  | 53514082819 | 4 Weeks | 46 | LB | 13.75 | 11 | 11 | 3 Year | YES
137-0089 | G137 25'Cd/460V/3Ph/cCSAus | G137 25'Cd/460V/3Ph/cCSAus | https://www.zoellerpumps.com/en-us/products/sump-effluent-pumps/effluent/130-series | EA | 1020 |  | 53514086718 | 4 Weeks | 49 | LB | 13.75 | 11 | 11 | 3 Year | YES
137-0090 | M137 15'Cd'115V/1Ph/BI/Extra Duty | M137 15'Cd'115V/1Ph/BI/Extra Duty | https://www.zoellerpumps.com/en-us/products/sump-effluent-pumps/effluent/130-series | EA | 1080 |  | 53514086893 | 4 Weeks | 47 | LB | 13.75 | 11 | 11 | 3 Year | YES
137-0091 | H137 25'Cd/200-208V/1Ph/ED | H137 25'Cd/200-208V/1Ph/ED | https://www.zoellerpumps.com/en-us/products/sump-effluent-pumps/effluent/130-series | EA | 1050 |  | 53514089955 | 4 Weeks | 49 | LB | 13.75 | 11 | 11 | 3 Year | YES
137-0094 | I137 25'Cd/200-208V/1Ph/cCSAus | I137 25'Cd/200-208V/1Ph/cCSAus | https://www.zoellerpumps.com/en-us/products/sump-effluent-pumps/effluent/130-series | EA | 930 |  | 53514102326 | 4 Weeks | 49 | LB | 13.75 | 11 | 11 | 3 Year | YES
137-0096 | G137 35'Cd/460V/3Ph/cCSAus | G137 35'Cd/460V/3Ph/cCSAus | https://www.zoellerpumps.com/en-us/products/sump-effluent-pumps/effluent/130-series | EA | 1030 |  | 53514104993 | 4 Weeks | 49 | LB | 13.75 | 11 | 11 | 3 Year | YES
137-0097 | G137 50'Cd/460V/3Ph/cCSAus | G137 50'Cd/460V/3Ph/cCSAus | https://www.zoellerpumps.com/en-us/products/sump-effluent-pumps/effluent/130-series | EA | 1070 |  | 53514105242 | 4 Weeks | 49 | LB | 13.75 | 11 | 11 | 3 Year | YES
137-0099 | E137 25'Cd/230V/1Ph/cCSAus | E137 25'Cd/230V/1Ph/UL/cCSAus | https://www.zoellerpumps.com/en-us/products/sump-effluent-pumps/effluent/130-series | EA | 890 |  | 53514120146 | 4 Weeks | 51 | LB | 13.75 | 11 | 11 | 3 Year | YES
137-0100 | M137 15'Cd/115V/1Ph/BI/cCSAus | M137 15'Cd/115V/1Ph/BI/cCSAus/UL | https://www.zoellerpumps.com/en-us/products/sump-effluent-pumps/effluent/130-series | EA | 1030 |  | 53514137618 | 4 Weeks | 47 | LB | 13.75 | 11 | 11 | 3 Year | YES
137-0101 | N137 50'Cd/115V/1Ph/BI/cCSAus | N137 50'Cd/115V/1Ph/BI/cCSAus/UL | https://www.zoellerpumps.com/en-us/products/sump-effluent-pumps/effluent/130-series | EA | 1140 |  | 53514138301 | 4 Weeks | 46 | LB | 13.75 | 11 | 11 | 3 Year | YES
137-0103 | BN137 115V/1Ph/Pb15'/ED | BN137 115V/1Ph/Pb15'/ED | https://www.zoellerpumps.com/en-us/products/sump-effluent-pumps/effluent/130-series | EA | 780 |  | 53514148430 | 4 Weeks | 48 | LB | 13.75 | 11 | 11 | 3 Year | YES
137-0104 | BN137 25'Cd/115V/1Ph/Pb25'/cCSAus | BN137 25'Cd/115V/1Ph/Pb25'/UL/cCSAus | https://www.zoellerpumps.com/en-us/products/sump-effluent-pumps/effluent/130-series | EA | 850 |  | 53514165086 | 4 Weeks | 49 | LB | 13.75 | 11 | 11 | 3 Year | YES
137-0106 | BN137 25'Cd/115V/1Ph/Pb 25'/BI/cCSAus | BN137 25'Cd/115V/1Ph/Pb 25'/BI/UL/cCSAus | https://www.zoellerpumps.com/en-us/products/sump-effluent-pumps/effluent/130-series | EA | 1170 |  | 53514175139 | 4 Weeks | 49 | LB | 13.75 | 11 | 11 | 3 Year | YES
137-0107 | I137 35'Cd/200-208V/1Ph/cCSAus | I137 35'Cd/200-208V/1Ph/cCSAus | https://www.zoellerpumps.com/en-us/products/sump-effluent-pumps/effluent/130-series | EA | 960 |  | 53514177829 | 4 Weeks | 50 | LB | 13.75 | 11 | 11 | 3 Year | YES
137-0108 | BN137 50'Cd/115V/1Ph/Pb 50'/cCSAus | BN137 50'Cd/115V/1Ph/Pb 50'/UL/cCSAus | https://www.zoellerpumps.com/en-us/products/sump-effluent-pumps/effluent/130-series | EA | 1320 |  | 53514198640 | 4 Weeks | 60 | LB | 13.75 | 11 | 11 | 3 Year | YES
137-0109 | J137 35'Cd/200-208V/3Ph/cCSAus | J137 35'Cd/200-208V/3Ph/cCSAus/UL | https://www.zoellerpumps.com/en-us/products/sump-effluent-pumps/effluent/130-series | EA | 1040 |  | 53514235307 | 4 Weeks | 46 | LB | 13.75 | 11 | 11 | 3 Year | YES
137-0111 | N137 25'Cd/115V/1Ph/Br-Imp/cCSAus | N137 25'Cd/115V/1Ph/Br-Imp/cCSAus/UL | https://www.zoellerpumps.com/en-us/products/sump-effluent-pumps/effluent/130-series | EA | 1020 |  | 53514311582 | 4 Weeks | 46 | LB | 13.75 | 11 | 11 | 3 Year | YES
137-0117 | H137 35'Cd/200-208V/1Ph/cCSAus | H137 35'Cd/200-208V/1Ph/cCSAus | https://www.zoellerpumps.com/en-us/products/sump-effluent-pumps/effluent/130-series | EA | 1020 |  | 53514334284 | 4 Weeks | 51 | LB | 13.75 | 11 | 11 | 3 Year | YES
137-0121 | I137 50'Cd/200-208V/1Ph/cCSAus | I137 50'Cd/200-208V/1Ph/cCSAus | https://www.zoellerpumps.com/en-us/products/sump-effluent-pumps/effluent/130-series | EA | 1000 |  | 53514387228 | 4 Weeks | 50 | LB | 1375 | 11 | 11 | 3 Year | YES
137-0122 | H137 15'Cd/200-208V/1Ph/cCSAus | H137 15'Cd/200-208V/1Ph/cCSAus | https://www.zoellerpumps.com/en-us/products/sump-effluent-pumps/effluent/130-series | EA | 960 |  | 53514459918 | 4 Weeks | 49 | LB | 13.75 | 11 | 11 | 3 Year | YES
137-0123 | F137 50'Cd/230V/3Ph/cCSAus | F137 50'Cd/230V/3Ph/cCSAus | https://www.zoellerpumps.com/en-us/products/sump-effluent-pumps/effluent/130-series | EA | 1070 |  | 53514463380 | 4 Weeks | 48 | LB | 13.75 | 11 | 11 | 3 Year | YES
137-0124 | G137 460V/3Ph/cCSAus/Bronze Impeller | G137 460V/3Ph/cCSAus/Bronze Impeller | https://www.zoellerpumps.com/en-us/products/sump-effluent-pumps/effluent/130-series | EA | 1240 |  | 53514465308 | 4 Weeks | 46 | LB | 13.75 | 11 | 11 | 3 Year | YES
138-0001 | Crawl Space Sump W/M98 Pump/25'Cd | Crawl Space Sump W/M98 Pump/25'Cd | https://www.zoellerpumps.com/en-us/products/package-systems/crawl-space | EA | 820 |  | 53514094140 | 4 Weeks | 49 | LB | 22.25 | 16.25 | 16.25 | 3 Year | PUMP ONLY
139-0001 | M139 115V/1Ph/cCSAus | M139 115V/1Ph/cCSAus/UL | https://www.zoellerpumps.com/en-us/products/sump-effluent-pumps/effluent/130-series | EA | 5220 |  | 53514014452 | 6 Weeks | 51 | LB | 13.75 | 11 | 11 | 1 Year | NO
139-0002 | N139 115V/1Ph/cCSAus | N139 115V/1Ph/cCSAus/UL | https://www.zoellerpumps.com/en-us/products/sump-effluent-pumps/effluent/130-series | EA | 5170 |  | 53514014469 | 6 Weeks | 50 | LB | 13.75 | 11 | 11 | 1 Year | NO
139-0003 | D139 230V/1Ph/cCSAus | D139 230V/1Ph/cCSAus/UL | https://www.zoellerpumps.com/en-us/products/sump-effluent-pumps/effluent/130-series | EA | 5360 |  | 53514014476 | 6 Weeks | 51 | LB | 13.75 | 11 | 11 | 1 Year | YES
139-0004 | E139 230V/1Ph/cCSAus | E139 230V/1Ph/UL/cCSAus | https://www.zoellerpumps.com/en-us/products/sump-effluent-pumps/effluent/130-series | EA | 5310 |  | 53514014483 | 6 Weeks | 50 | LB | 13.75 | 11 | 11 | 1 Year | NO
139-0005 | M139 25'Cd/115V/1Ph/cCSAus | M139 25'Cd/115V/1Ph/cCSAus/UL | https://www.zoellerpumps.com/en-us/products/sump-effluent-pumps/effluent/130-series | EA | 5290 |  | 53514014490 | 6 Weeks | 53 | LB | 13.75 | 11 | 11 | 1 Year | NO
139-0010 | F139 230V/3Ph/cCSAus | F139 230V/3Ph/cCSAus/UL | https://www.zoellerpumps.com/en-us/products/sump-effluent-pumps/effluent/130-series | EA | 5440 |  | 53514014544 | 6 Weeks | 50 | LB | 13.75 | 11 | 11 | 1 Year | NO
139-0011 | H139 200-208V/1Ph/cCSAus | H139 200-208V/1Ph/cCSAus | https://www.zoellerpumps.com/en-us/products/sump-effluent-pumps/effluent/130-series | EA | 5400 |  | 53514014551 | 6 Weeks | 51 | LB | 13.75 | 11 | 11 | 1 Year | NO
139-0012 | M139 115V/1Ph/Extra Duty | M139 115V/1Ph/Extra Duty | https://www.zoellerpumps.com/en-us/products/sump-effluent-pumps/effluent/130-series | EA | 5280 |  | 53514014568 | 6 Weeks | 51 | LB | 13.75 | 11 | 11 | 1 Year | NO
139-0013 | M139 15'Cd/115V/1Ph/cCSAus | M139 15'Cd/115V/1Ph/cCSAus/UL | https://www.zoellerpumps.com/en-us/products/sump-effluent-pumps/effluent/130-series | EA | 5250 |  | 53514014575 | 6 Weeks | 51 | LB | 13.75 | 11 | 11 | 1 Year | NO
139-0016 | N139 35'Cd/115V/1Ph/cCSAus | N139 35'Cd/115V/1Ph/cCSAus/UL | https://www.zoellerpumps.com/en-us/products/sump-effluent-pumps/effluent/130-series | EA | 5260 |  | 53514014599 | 6 Weeks | 56 | LB | 13.75 | 11 | 11 | 1 Year | NO
139-0017 | M139 35'Cd/115V/1Ph/cCSAus | M139 35'Cd/115V/1Ph/cCSAus/UL | https://www.zoellerpumps.com/en-us/products/sump-effluent-pumps/effluent/130-series | EA | 5320 |  | 53514014605 | 6 Weeks | 56 | LB | 13.75 | 11 | 11 | 1 Year | NO
139-0018 | I139 200-208V/1Ph/cCSAus | I139 200-208V/1Ph/cCSAus | https://www.zoellerpumps.com/en-us/products/sump-effluent-pumps/effluent/130-series | EA | 5360 |  | 53514014612 | 6 Weeks | 50 | LB | 13.75 | 11 | 11 | 1 Year | NO
139-0019 | J139 200-208V/3Ph/cCSAus | J139 200-208V/3Ph/cCSAus/UL | https://www.zoellerpumps.com/en-us/products/sump-effluent-pumps/effluent/130-series | EA | 5440 |  | 53514014629 | 6 Weeks | 50 | LB | 13.75 | 11 | 11 | 1 Year | NO
139-0020 | G139 460V/3Ph/cCSAus | G139 460V/3Ph/cCSAus | https://www.zoellerpumps.com/en-us/products/sump-effluent-pumps/effluent/130-series | EA | 5440 |  | 53514014636 | 6 Weeks | 50 | LB | 13.75 | 11 | 11 | 1 Year | NO
139-0021 | N139 50'Cd/115V/1Ph/cCSAus | N139 50'Cd/115V/1Ph/cCSAus/UL | https://www.zoellerpumps.com/en-us/products/sump-effluent-pumps/effluent/130-series | EA | 5300 |  | 53514014643 | 6 Weeks | 60 | LB | 13.75 | 11 | 11 | 1 Year | NO
139-0022 | M139 15'Cd/115V/1Ph/ED | M139 15'Cd/115V/1Ph/ED | https://www.zoellerpumps.com/en-us/products/sump-effluent-pumps/effluent/130-series | EA | 5300 |  | 53514014650 | 6 Weeks | 51 | LB | 13.75 | 11 | 11 | 1 Year | NO
139-0023 | N139 25'Cd/115V/1Ph/ED | N139 25'Cd/115V/1Ph/ED | https://www.zoellerpumps.com/en-us/products/sump-effluent-pumps/effluent/130-series | EA | 5290 |  | 53514014667 | 6 Weeks | 52 | LB | 13.75 | 11 | 11 | 1 Year | NO
139-0025 | N139 25'Cd/115V/1Ph/cCSAus | N139 25'Cd/115V/1Ph/cCSAus/UL | https://www.zoellerpumps.com/en-us/products/sump-effluent-pumps/effluent/130-series | EA | 5230 |  | 53514027667 | 6 Weeks | 52 | LB | 13.75 | 11 | 11 | 1 Year | NO
139-0026 | G139 25'Cd/460V/3Ph/cCSAus | G139 25'Cd/460V/3Ph/cCSAus | https://www.zoellerpumps.com/en-us/products/sump-effluent-pumps/effluent/130-series | EA | 5520 |  | 53514038281 | 6 Weeks | 52 | LB | 13.75 | 11 | 11 | 1 Year | NO
139-0027 | J139 25'Cd 200-208V/3Ph/cCSAus | J139 25'Cd 200-208V/3Ph/cCSAus/UL | https://www.zoellerpumps.com/en-us/products/sump-effluent-pumps/effluent/130-series | EA | 5510 |  | 53514040178 | 6 Weeks | 52 | LB | 13.75 | 11 | 11 | 1 Year | NO
139-0029 | D139 25'Cd/230V/1Ph/cCSAus | D139 25'Cd/230V/1Ph/cCSAus/UL | https://www.zoellerpumps.com/en-us/products/sump-effluent-pumps/effluent/130-series | EA | 5420 |  | 53514047238 | 6 Weeks | 53 | LB | 13.75 | 11 | 11 | 1 Year | YES
139-0030 | D139 50'Cd/230V/1Ph/cCSAus | D139 50'Cd/230V/1Ph/cCSAus/UL | https://www.zoellerpumps.com/en-us/products/sump-effluent-pumps/effluent/130-series | EA | 5480 |  | 53514047283 | 6 Weeks | 60 | LB | 13.75 | 11 | 11 | 1 Year | YES
139-0031 | F139 25'Cd/230V/3Ph/cCSAus | F139 25'Cd/230V/3Ph/cCSAus/UL | https://www.zoellerpumps.com/en-us/products/sump-effluent-pumps/effluent/130-series | EA | 5510 |  | 53514055110 | 6 Weeks | 52 | LB | 13.75 | 11 | 11 | 1 Year | NO
139-0034 | M139 25'Cd/115V/1Ph/ED | M139 25'Cd/115V/1Ph/ED | https://www.zoellerpumps.com/en-us/products/sump-effluent-pumps/effluent/130-series | EA | 5340 |  | 53514100780 | 6 Weeks | 56 | LB | 13.75 | 11 | 11 | 1 Year | NO
139-0035 | J139 35'Cd/200-208V/3Ph/cCSAus | J139 35'Cd/200-208V/3Ph/cCSAus/UL | https://www.zoellerpumps.com/en-us/products/sump-effluent-pumps/effluent/130-series | EA | 5530 |  | 53514133597 | 6 Weeks | 53 | LB | 13.75 | 11 | 11 | 1 Year | NO
139-0038 | F139 35'Cd/230V/3Ph/cCSAus | F139 35'Cd/230V/3Ph/cCSAus/UL | https://www.zoellerpumps.com/en-us/products/sump-effluent-pumps/effluent/130-series | EA | 5530 |  | 53514351335 | 6 Weeks | 52 | LB | 13.75 | 11 | 11 | 1 Year | NO
139-0039 | E139 25'Cd/230V/1Ph/cCSAus | E139 25'Cd/230V/1Ph/UL/cCSAus | https://www.zoellerpumps.com/en-us/products/sump-effluent-pumps/effluent/130-series | EA | 5380 |  | 53514359508 | 6 Weeks | 50 | LB | 13.75 | 11 | 11 | 1 Year | NO
139-0040 | N139 115V/1Ph/ED | N139 115V/1Ph/ED | https://www.zoellerpumps.com/en-us/products/sump-effluent-pumps/effluent/130-series | EA | 5220 |  | 53514474232 | 6 Weeks | 52 | LB | 13.75 | 11 | 11 | 1 Year | NO
139-0041 | E139 35'Cd/230V/1Ph/cCSAus | E139 35'Cd/230V/1Ph/cCSAus | https://www.zoellerpumps.com/en-us/products/sump-effluent-pumps/effluent/130-series | EA | 5400 |  | 53514478537 | 6 Weeks | 50 | LB | 13.75 | 11 | 11 | 1 Year | NO
140-0002 | N140 115V/1Ph/cCSAus | N140 115V/1Ph/cCSAus | https://www.zoellerpumps.com/en-us/products/sump-effluent-pumps/effluent/140-series | EA | 868 |  | 53514057800 | IN STOCK | 46 | LB | 16.5 | 11 | 13.75 | 1 Year | YES
140-0004 | E140 230V/1Ph/cCSAus | E140 230V/1Ph/cCSAus | https://www.zoellerpumps.com/en-us/products/sump-effluent-pumps/effluent/140-series | EA | 942 |  | 53514062125 | 4 Weeks | 46 | LB | 16.5 | 11 | 13.75 | 1 Year | YES
140-0005 | BN140 115V/1Ph/Pb20'/cCSAus | BN140 115V/1Ph/Pb20'/cCSAus | https://www.zoellerpumps.com/en-us/products/sump-effluent-pumps/effluent/140-series | EA | 923 |  | 53514062354 | IN STOCK | 47 | LB | 16.5 | 11 | 13.75 | 1 Year | YES
140-0006 | BE140 230V/1Ph/Pb20'/cCSAus | BE140 230V/1Ph/Pb20'/cCSAus | https://www.zoellerpumps.com/en-us/products/sump-effluent-pumps/effluent/140-series | EA | 1140 |  | 53514062361 | 4 Weeks | 47 | LB | 16.5 | 11 | 13.75 | 1 Year | YES
140-0007 | N140 25'Cd/115V/1Ph/cCSAus | N140 25'Cd/115V/1Ph/cCSAus | https://www.zoellerpumps.com/en-us/products/sump-effluent-pumps/effluent/140-series | EA | 1030 |  | 53514066185 | 4 Weeks | 48 | LB | 16.5 | 11 | 13.75 | 1 Year | YES
140-0009 | E140 25'Cd/230V/1Ph/cCSAus | E140 25'Cd/230V/1Ph/cCSAus | https://www.zoellerpumps.com/en-us/products/sump-effluent-pumps/effluent/140-series | EA | 1100 |  | 53514071271 | 4 Weeks | 48 | LB | 16.5 | 11 | 13.75 | 1 Year | YES
140-0016 | BN140 25'Cd/115V/1Ph/Pb25'/cCSAus | BN140 25'Cd/115V/1Ph/Pb25'/cCSAus | https://www.zoellerpumps.com/en-us/products/sump-effluent-pumps/effluent/140-series | EA | 1070 |  | 53514106348 | 4 Weeks | 48 | LB | 16.5 | 11 | 13.75 | 1 Year | YES
140-0017 | E140 50'Cd/230V/1Ph/cCSAus | E140 50'Cd/230V/1Ph/cCSAus | https://www.zoellerpumps.com/en-us/products/sump-effluent-pumps/effluent/140-series | EA | 1120 |  | 53514107475 | 4 Weeks | 50 | LB | 16.5 | 11 | 13.75 | 1 Year | YES
140-0019 | BE140 25'Cd/230V/1Ph/Pb25/cCSAus | BE140 25'Cd/230V/1Ph/Pb25/cCSAus | https://www.zoellerpumps.com/en-us/products/sump-effluent-pumps/effluent/140-series | EA | 1130 |  | 53514150150 | 4 Weeks | 47 | LB | 16.5 | 11 | 13.75 | 1 Year | YES
140-0021 | N140 35'Cd/115V/1Ph/cCSAus | N140 35'Cd/115V/1Ph/cCSAus | https://www.zoellerpumps.com/en-us/products/sump-effluent-pumps/effluent/140-series | EA | 1010 |  | 53514161729 | 4 Weeks | 48 | LB | 16.5 | 11 | 13.75 | 1 Year | YES
140-0023 | E140 35'Cd/230V/1Ph/cCSAus | E140 35'Cd/230V/1Ph/cCSAus | https://www.zoellerpumps.com/en-us/products/sump-effluent-pumps/effluent/140-series | EA | 1130 |  | 53514184391 | 4 Weeks | 49 | LB | 16.5 | 11 | 13.75 | 1 Year | YES
140-0024 | BE140 35'Cd/230V/1Ph/Pb35'/cCSAus | BE140 35'Cd/230V/1Ph/Pb35'/cCSAus | https://www.zoellerpumps.com/en-us/products/sump-effluent-pumps/effluent/140-series | EA | 1220 |  | 53514258207 | 4 Weeks | 49 | LB | 16.5 | 11 | 13.75 | 1 Year | YES
140-0028 | BN140 35'Cd/115V/1Ph/Pb35'/cCSAus | BN140 35'Cd/115V/1Ph/Pb35'/cCSAus | https://www.zoellerpumps.com/en-us/products/sump-effluent-pumps/effluent/140-series | EA | 1200 |  | 53514319663 | 4 Weeks | 48 | LB | 16.5 | 11 | 13.75 | 1 Year | YES
140-0031 | E140 15'Cd/230V/1Ph/cCSAus |  |  | EA | 1070 |  | 53514487003 | 4 Weeks | 46 | LB | 14.25 | 8.063 | 10.875 | 1 Year | YES
142-0002 | N142 115V/1Ph/(170 Step System) |  |  | EA | 1090 |  | 53514119577 | 4 Weeks | 54 | LB | 16.5 | 11 | 0 | 1 Year | NO
142-0006 | BN142 115V/1Ph |  |  | EA | 1210 |  | 53514281731 | 4 Weeks | 47 | LB | 16.5 | 11 | 0 | 1 Year | NO
145-0002 | N145 115V/1Ph/60Hz/HH/Centrifugal/cCSAus | N145 115V/1Ph/60Hz/HH/Centrifugal/cCSAus | https://www.zoellerpumps.com/en-us/products/sump-effluent-pumps/effluent/140-series | EA | 1040 |  | 53514213411 | 4 Weeks | 46 | LB | 16.5 | 11 | 13.75 | 12 Months | YES
145-0004 | E145 230V/1Ph/cCSAus | E145 230V/1Ph/cCSAus | https://www.zoellerpumps.com/en-us/products/sump-effluent-pumps/effluent/140-series | EA | 1120 |  | 53514317232 | 4 Weeks | 46 | LB | 16.5 | 11 | 13.75 | 1 Year | YES
145-0005 | BN145 115V/1Ph/PB20'/60Hz/HH/Centrifugal/cCSAus | BN145 115V/1Ph/PB20'/60Hz/HH/Centrifugal/cCSAus | https://www.zoellerpumps.com/en-us/products/sump-effluent-pumps/effluent/140-series | EA | 891 |  | 53514237608 | IN STOCK | 48 | LB | 16.5 | 11 | 13.75 | 1 Year | YES
145-0011 | BE145 230V/1Ph/Pb20'/cCSAus | BE145 230V/1Ph/Pb20'/cCSAus | https://www.zoellerpumps.com/en-us/products/sump-effluent-pumps/effluent/140-series | EA | 1260 |  | 53514317256 | 4 Weeks | 46 | LB | 16.5 | 11 | 13.75 | 1 Year | YES
145-0012 | N145 35'Cd/115V/1Ph/60Hz/HH/Centrifugal/cCSAus | N145 35'Cd/115V/1Ph/60Hz/HH/Centrifugal/cCSAus | https://www.zoellerpumps.com/en-us/products/sump-effluent-pumps/effluent/140-series | EA | 1090 |  | 53514329532 | 4 Weeks | 48 | LB | 16.5 | 11 | 13.75 | 1 Year | YES
145-0014 | N145 25'Cd/115V/1Ph/60Hz/HH/Centrifugal/cCSAus | N145 25'Cd/115V/1Ph/60Hz/HH/Centrifugal/cCSAus | https://www.zoellerpumps.com/en-us/products/sump-effluent-pumps/effluent/140-series | EA | 1040 |  | 53514347550 | 4 Weeks | 47 | LB | 16.5 | 11 | 13.75 | 1 Year | YES
145-0015 | E145 35'Cd/230V/1Ph/cCSAus | E145 35'Cd/230V/1Ph/cCSAus | https://www.zoellerpumps.com/en-us/products/sump-effluent-pumps/effluent/140-series | EA | 1090 |  | 53514360566 | 4 Weeks | 48 | LB | 16.5 | 11 | 13.75 | 1 Year | YES
145-0017 | BN145 35'Cd/115V/1Ph/PB35'/60Hz/HH/Centrifugal/cCSAus | BN145 35'Cd/115V/1Ph/PB35'/60Hz/HH/Centrifugal/cCSAus | https://www.zoellerpumps.com/en-us/products/sump-effluent-pumps/effluent/140-series | EA | 1320 |  | 53514456276 | 4 Weeks | 48 | LB | 16.5 | 11 | 13.75 | 1 Year | YES
145-0018 | N145 50'Cd/115V/1Ph/60Hz/HH/Centrifugal/cCSAus |  |  | EA | 1150 |  | 53514508982 | 4 Weeks | 48 | LB | 16.5 | 11 | 13.75 | 1 year | YES
151-0002 | N151 115V/1Ph/ 1/3 Hp cCSAus | N151 115V/1Ph/ 1/3 Hp cCSAus | https://www.zoellerpumps.com/en-us/products/sump-effluent-pumps/effluent/150-series | EA | 445 |  | 53514141691 | IN STOCK | 32 | LB | 16.5 | 11 | 13.75 | 3 Year | YES
151-0004 | E151 230V/1Ph/ 1/3Hp cCSAus | E151 230V/1Ph/ 1/3Hp cCSAus | https://www.zoellerpumps.com/en-us/products/sump-effluent-pumps/effluent/150-series | EA | 700 |  | 53514142063 | 3 Weeks | 32 | LB | 16.5 | 11 | 13.75 | 3 Year | YES
151-0005 | BN151 115V/1Ph/ 1/3Hp/Pb20'/cCSAus | BN151 115V/1Ph/ 1/3Hp/Pb20'/cCSAus | https://www.zoellerpumps.com/en-us/products/sump-effluent-pumps/effluent/150-series | EA | 508 |  | 53514142070 | IN STOCK | 33 | LB | 16.5 | 11 | 13.75 | 3 Year | YES
151-0006 | BE151 230V/1Ph/ 1/3Hp/Pb20'/cCSAus | BE151 230V/1Ph/ 1/3Hp/Pb20'/cCSAus | https://www.zoellerpumps.com/en-us/products/sump-effluent-pumps/effluent/150-series | EA | 840 |  | 53514142087 | 3 Weeks | 33 | LB | 16.5 | 11 | 13.75 | 3 Year | YES
151-0010 | N151 50'Cd/115V/1Ph/ 1/3Hp/cCSAus | N151 50'Cd/115V/1Ph/ 1/3Hp/cCSAus | https://www.zoellerpumps.com/en-us/products/sump-effluent-pumps/effluent/150-series | EA | 710 |  | 53514200022 | 3 Weeks | 34 | LB | 16.5 | 11 | 13.75 | 3 Year | YES
151-0011 | N151 35'Cd/115V/1Ph/ 1/3Hp/cCSAus | N151 35'Cd/115V/1Ph/ 1/3Hp/cCSAus | https://www.zoellerpumps.com/en-us/products/sump-effluent-pumps/effluent/150-series | EA | 740 |  | 53514242190 | 3 Weeks | 34 | LB | 16.5 | 11 | 13.75 | 3 Year | YES
151-0012 | E151 25'Cd/230V/1Ph/1/3Hp/cCSAus | E151 25'Cd/230V/1Ph/1/3Hp/cCSAus | https://www.zoellerpumps.com/en-us/products/sump-effluent-pumps/effluent/150-series | EA | 700 |  | 53514256401 | 3 Weeks | 33 | LB | 16.5 | 11 | 13.75 | 3 Year | YES
151-0013 | N151 25'Cd/115V/1Ph/ 1/3 Hp cCSAus | N151 25'Cd/115V/1Ph/ 1/3 Hp cCSAus | https://www.zoellerpumps.com/en-us/products/sump-effluent-pumps/effluent/150-series | EA | 660 |  | 53514323882 | 3 Weeks | 32 | LB | 16.5 | 11 | 13.75 | 3 Year | YES
151-0015 | E151 35'Cd/230V/1Ph/1/3Hp/cCSAus | E151 35'Cd/230V/1Ph/1/3Hp/cCSAus | https://www.zoellerpumps.com/en-us/products/sump-effluent-pumps/effluent/150-series | EA | 710 |  | 53514365684 | 3 Weeks | 33 | LB | 16.5 | 11 | 13.75 | 3 Year | YES
151-0016 | BN151 25'Cd/115V/1Ph/ 1/3Hp/Pb25'/cCSAus | BN151 25'Cd/115V/1Ph/ 1/3Hp/Pb25'/cCSAus | https://www.zoellerpumps.com/en-us/products/sump-effluent-pumps/effluent/150-series | EA | 880 |  | 53514392741 | 3 Weeks | 33 | LB | 16.5 | 11 | 13.75 | 3 Year | YES
152-0002 | N152 115V/1Ph/.4Hp/cCSAus | N152 115V/1Ph/.4Hp/cCSAus | https://www.zoellerpumps.com/en-us/products/sump-effluent-pumps/effluent/150-series | EA | 498 |  | 53514118655 | IN STOCK | 37 | LB | 16.5 | 11 | 13.75 | 3 Year | YES
152-0004 | E152 230V/1Ph/.4Hp/cCSAus | E152 230V/1Ph/.4Hp/cCSAus | https://www.zoellerpumps.com/en-us/products/sump-effluent-pumps/effluent/150-series | EA | 750 |  | 53514118662 | 3 Weeks | 37 | LB | 16.5 | 11 | 13.75 | 3 Year | YES
152-0005 | BN152 115V/1Ph/.4Hp/Pb20'/cCSAus | BN152 115V/1Ph/.4Hp/Pb20'/cCSAus | https://www.zoellerpumps.com/en-us/products/sump-effluent-pumps/effluent/150-series | EA | 563 |  | 53514118679 | IN STOCK | 39 | LB | 16.5 | 11 | 13.75 | 3 Year | YES
152-0006 | BE152 230V/1Ph/.4Hp/Pb20'/cCSAus | BE152 230V/1Ph/.4Hp/Pb20'/cCSAus | https://www.zoellerpumps.com/en-us/products/sump-effluent-pumps/effluent/150-series | EA | 650 |  | 53514118686 | 3 Weeks | 39 | LB | 16.5 | 11 | 13.75 | 3 Year | YES
152-0007 | N152 35'Cd/115V/1Ph/.4Hp/cCSAus | N152 35'Cd/115V/1Ph/.4Hp/cCSAus | https://www.zoellerpumps.com/en-us/products/sump-effluent-pumps/effluent/150-series | EA | 750 |  | 53514148331 | 3 Weeks | 39 | LB | 16.5 | 11 | 13.75 | 3 Year | YES
152-0008 | N152 25'Cd/115V/1Ph/.4Hp/cCSAus | N152 25'Cd/115V/1Ph/.4Hp/cCSAus | https://www.zoellerpumps.com/en-us/products/sump-effluent-pumps/effluent/150-series | EA | 670 |  | 53514150358 | 3 Weeks | 39 | LB | 16.5 | 11 | 13.75 | 3 Year | YES
152-0009 | E152 50'Cd/230V/1Ph/.4Hp/cCSAus/(3Yr Warranty) | E152 50'Cd/230V/1Ph/.4Hp/cCSAus/(3Yr Warranty) | https://www.zoellerpumps.com/en-us/products/sump-effluent-pumps/effluent/150-series | EA | 870 |  | 53514165475 | 3 Weeks | 39 | LB | 16.5 | 11 | 13.75 | 3 Year | YES
152-0010 | N152 50'Cd/115V/1Ph/.4Hp/cCSAus | N152 50'Cd/115V/1Ph/.4Hp/cCSAus | https://www.zoellerpumps.com/en-us/products/sump-effluent-pumps/effluent/150-series | EA | 820 |  | 53514175610 | 3 Weeks | 39 | LB | 16.5 | 11 | 13.75 | 3 Year | YES
152-0011 | E152 25'Cd/230V/1Ph/.4Hp/cCSAus | E152 25'Cd/230V/1Ph/.4Hp/cCSAus | https://www.zoellerpumps.com/en-us/products/sump-effluent-pumps/effluent/150-series | EA | 750 |  | 53514177867 | 3 Weeks | 38 | LB | 16.5 | 11 | 13.75 | 3 Year | YES
152-0013 | BN152 35'Cd/115V/1P/.4Hp/Pb35'/cCSAus | BN152 35'Cd/115V/1P/.4Hp/Pb35'/cCSAus | https://www.zoellerpumps.com/en-us/products/sump-effluent-pumps/effluent/150-series | EA | 950 |  | 53514203023 | 3 Weeks | 40 | LB | 16.5 | 11 | 13.75 | 3 Year | YES
152-0017 | BN152 25'Cd/115V/1P/.4Hp/Pb25'/cCSAus | BN152 25'Cd/115V/1P/.4Hp/Pb25'/cCSAus | https://www.zoellerpumps.com/en-us/products/sump-effluent-pumps/effluent/150-series | EA | 840 |  | 53514245504 | 3 Weeks | 40 | LB | 16.5 | 11 | 13.75 | 3 Year | YES
152-0023 | E152 50'Cd/230V/1Ph/.4Hp/cCSAus | E152 50'Cd/230V/1Ph/.4Hp/cCSAus | https://www.zoellerpumps.com/en-us/products/sump-effluent-pumps/effluent/150-series | EA | 870 |  | 53514278120 | 3 Weeks | 40 | LB | 16.5 | 11 | 13.75 | 3 Year | YES
152-0030 | E152 35'Cd/230V/1Ph/.4Hp/cCSAus | E152 35'Cd/230V/1Ph/.4Hp/cCSAus | https://www.zoellerpumps.com/en-us/products/sump-effluent-pumps/effluent/150-series | EA | 760 |  | 53514360511 | 3 Weeks | 38 | LB | 16.5 | 11 | 13.75 | 3 Year | YES
152-0034 | BE152 35'Cd/230V/1Ph/.4Hp/Pb35'/cCSAus |  |  | EA | 910 |  | 53514486099 | 3 Weeks | 39 | LB | 39 | 0 | 0 | 3 Year | YES
153-0002 | N153 115V/1Ph/.5Hp/cCSAus | N153 115V/1Ph/.5Hp/cCSAus | https://www.zoellerpumps.com/en-us/products/sump-effluent-pumps/effluent/150-series | EA | 679 |  | 53514118716 | IN STOCK | 37 | LB | 16.5 | 11 | 13.75 | 3 Year | YES
153-0004 | E153 230V/1Ph/.5Hp/cCSAus | E153 230V/1Ph/.5Hp/cCSAus | https://www.zoellerpumps.com/en-us/products/sump-effluent-pumps/effluent/150-series | EA | 830 |  | 53514118693 | 3 Weeks | 37 | LB | 16.5 | 11 | 13.75 | 3 Year | YES
153-0005 | BN153 115V/1Ph/.5Hp Pb20'/cCSAus | BN153 115V/1Ph/.5Hp Pb20'/cCSAus | https://www.zoellerpumps.com/en-us/products/sump-effluent-pumps/effluent/150-series | EA | 733 |  | 53514118723 | IN STOCK | 39 | LB | 16.5 | 11 | 13.75 | 3 Year | YES
153-0006 | BE153 230V/1Ph/.5Hp/cCSAus | BE153 230V/1Ph/.5Hp/cCSAus | https://www.zoellerpumps.com/en-us/products/sump-effluent-pumps/effluent/150-series | EA | 870 |  | 53514118709 | 3 Weeks | 39 | LB | 16.5 | 11 | 13.75 | 3 Year | YES
153-0008 | N153 35'Cd/115V/1Ph/.5Hp/cCSAus | N153 35'Cd/115V/1Ph/.5Hp/cCSAus | https://www.zoellerpumps.com/en-us/products/sump-effluent-pumps/effluent/150-series | EA | 880 |  | 53514173890 | 3 Weeks | 39 | LB | 16.5 | 11 | 13.75 | 3 Year | YES
153-0011 | BN153 35'Cd/115V/1Ph/.5Hp/Pb35'/cCSAus | BN153 35'Cd/115V/1Ph/.5Hp/Pb35'/cCSAus | https://www.zoellerpumps.com/en-us/products/sump-effluent-pumps/effluent/150-series | EA | 950 |  | 53514203016 | 3 Weeks | 39 | LB | 16.5 | 11 | 13.75 | 3 Year | YES
153-0017 | N153 25'Cd/115V/1Ph/.5Hp/cCSAus | N153 25'Cd/115V/1Ph/.5Hp/cCSAus | https://www.zoellerpumps.com/en-us/products/sump-effluent-pumps/effluent/150-series | EA | 860 |  | 53514259099 | 3 Weeks | 39 | LB | 16.5 | 11 | 13.75 | 3 Year | YES
153-0020 | BN153 25'Cd/115V/1Ph/.5Hp/Pb25'/cCSAus | BN153 25'Cd/115V/1Ph/.5Hp/Pb25'/cCSAus | https://www.zoellerpumps.com/en-us/products/sump-effluent-pumps/effluent/150-series | EA | 890 |  | 53514308193 | 3 Weeks | 39 | LB | 16.5 | 11 | 13.75 | 3 Year | YES
153-0021 | E153 50'Cd/230V/1Ph/.5Hp/cCSAus | E153 50'Cd/230V/1Ph/.5Hp/cCSAus | https://www.zoellerpumps.com/en-us/products/sump-effluent-pumps/effluent/150-series | EA | 990 |  | 53514313760 | 3 Weeks | 40 | LB | 16.5 | 11 | 13.75 | 3 Year | YES
153-0027 | N153 6'Cd/115V/1Ph/.5Hp/cCSAus/Elevator Sump | N153 6'Cd/115V/1Ph/.5Hp/cCSAus/Elevator Sump | https://www.zoellerpumps.com/en-us/products/sump-effluent-pumps/effluent/150-series | EA | 583 |  | 53514330002 | 3 Weeks | 37 | LB | 16.5 | 11 | 13.75 | 3 Year | YES
153-0032 | E153 25'Cd/230V/1Ph/.5Hp/cCSAus | E153 25'Cd/230V/1Ph/.5Hp/cCSAus | https://www.zoellerpumps.com/en-us/products/sump-effluent-pumps/effluent/150-series | EA | 930 |  | 53514406073 | 3 Weeks | 37 | LB | 16.5 | 11 | 13.75 | 3 Year | YES
153-0033 | E153 35'Cd/230V/1Ph/.5Hp/cCSAus | E153 35'Cd/230V/1Ph/.5Hp/cCSAus | https://www.zoellerpumps.com/en-us/products/sump-effluent-pumps/effluent/150-series | EA | 950 |  | 53514411923 | 3 Weeks | 40 | LB | 16.5 | 11 | 13.75 | 3 Year | YES
161-0001 | M161 115V/1Ph/cCSAus | M161 115V/1Ph/cCSAus/UL | https://www.zoellerpumps.com/en-us/products/sump-effluent-pumps/commercial/160-series | EA | 1545 |  | 53514014933 | IN STOCK | 83 | LB | 21.25 | 11.75 | 14.75 | 1 Year | YES
161-0002 | N161 115V/1Ph/CSA | N161 115V/1Ph/CSA | https://www.zoellerpumps.com/en-us/products/sump-effluent-pumps/commercial/160-series | EA | 1395 |  | 53514014940 | IN STOCK | 82 | LB | 21.25 | 11.75 | 14.75 | 1 Year | YES
161-0003 | D161 230V/1Ph/cCSAus | D161 230V/1Ph/cCSAus/UL | https://www.zoellerpumps.com/en-us/products/sump-effluent-pumps/commercial/160-series | EA | 1770 |  | 53514014957 | 4 Weeks | 83 | LB | 21.25 | 11.75 | 14.75 | 1 Year | YES
161-0004 | E161 230V/1Ph/cCSAus | E161 230V/1Ph/cCSAus/UL | https://www.zoellerpumps.com/en-us/products/sump-effluent-pumps/commercial/160-series | EA | 1630 |  | 53514014964 | 4 Weeks | 82 | LB | 21.25 | 11.75 | 14.75 | 1 Year | YES
161-0005 | I161 200-208V/1Ph/cCSAus | I161 200-208V/1Ph/cCSAus | https://www.zoellerpumps.com/en-us/products/sump-effluent-pumps/commercial/160-series | EA | 1690 |  | 53514014971 | 4 Weeks | 82 | LB | 21.25 | 11.75 | 14.75 | 1 Year | YES
161-0006 | M161 25'Cd/115V/1Ph/cCSAus | M161 25'Cd/115V/1Ph/cCSAus/UL | https://www.zoellerpumps.com/en-us/products/sump-effluent-pumps/commercial/160-series | EA | 1980 |  | 53514014988 | 4 Weeks | 85 | LB | 21.25 | 11.75 | 14.75 | 1 Year | YES
161-0007 | G161 460V/3Ph/cCSAus | G161 460V/3Ph/cCSAus/UL | https://www.zoellerpumps.com/en-us/products/sump-effluent-pumps/commercial/160-series | EA | 1690 |  | 53514014995 | 4 Weeks | 82 | LB | 21.25 | 11.75 | 14.75 | 1 Year | YES
161-0008 | D161 35'Cd/230V/1Ph/cCSAus | D161 35'Cd/230V/1Ph/cCSAus/UL | https://www.zoellerpumps.com/en-us/products/sump-effluent-pumps/commercial/160-series | EA | 1870 |  | 53514015008 | 4 Weeks | 88 | LB | 21.25 | 11.75 | 14.75 | 1 Year | YES
161-0009 | M161 50'Cd/115V/1Ph/cCSAus | M161 50'Cd/115V/1Ph/cCSAus/UL | https://www.zoellerpumps.com/en-us/products/sump-effluent-pumps/commercial/160-series | EA | 2240 |  | 53514015015 | 4 Weeks | 92 | LB | 21.25 | 11.75 | 14.75 | 1 Year | YES
161-0010 | H161 200-208V/1Ph/cCSAus | H161 200-208V/1Ph/cCSAus | https://www.zoellerpumps.com/en-us/products/sump-effluent-pumps/commercial/160-series | EA | 1830 |  | 53514015022 | 4 Weeks | 83 | LB | 21.25 | 11.75 | 14.75 | 1 Year | YES
161-0011 | F161 230V/3Ph/cCSAus | F161 230V/3Ph/cCSAus/UL | https://www.zoellerpumps.com/en-us/products/sump-effluent-pumps/commercial/160-series | EA | 1700 |  | 53514015039 | 4 Weeks | 82 | LB | 21.25 | 11.75 | 14.75 | 1 Year | YES
161-0012 | J161 200-208V/3Ph/cCSAus | J161 200-208V/3Ph/cCSAus/UL | https://www.zoellerpumps.com/en-us/products/sump-effluent-pumps/commercial/160-series | EA | 1690 |  | 53514015046 | 4 Weeks | 82 | LB | 21.25 | 11.75 | 14.75 | 1 Year | YES
161-0016 | N161 35'Cd/115V/1Ph/CSA | N161 35'Cd/115V/1Ph/CSA/UL | https://www.zoellerpumps.com/en-us/products/sump-effluent-pumps/commercial/160-series | EA | 1760 |  | 53514026820 | 4 Weeks | 87 | LB | 21.25 | 11.75 | 14.75 | 1 Year | YES
161-0017 | M161 35'Cd/115V/1Ph/cCSAus | M161 35'Cd/115V/1Ph/cCSAus/UL | https://www.zoellerpumps.com/en-us/products/sump-effluent-pumps/commercial/160-series | EA | 2020 |  | 53514026882 | 4 Weeks | 88 | LB | 21.25 | 11.75 | 14.75 | 1 Year | YES
161-0020 | G161 35'Cd/460V/3Ph/cCSAus | G161 35'Cd/460V/3Ph/cCSAus/UL | https://www.zoellerpumps.com/en-us/products/sump-effluent-pumps/commercial/160-series | EA | 1820 |  | 53514028527 | 4 Weeks | 87 | LB | 21.25 | 11.75 | 14.75 | 1 Year | YES
161-0021 | E161 230V/1Ph/Wo Plug/cCSAus | E161 230V/1Ph/Wo Plug/cCSAus | https://www.zoellerpumps.com/en-us/products/sump-effluent-pumps/commercial/160-series | EA | 1630 |  | 53514045074 | 4 Weeks | 82 | LB | 21.25 | 11.75 | 14.75 | 1 Year | YES
161-0022 | I161 50'Cd/200-208V/1Ph/cCSAus | I161 50'Cd/200-208V/1Ph/cCSAus | https://www.zoellerpumps.com/en-us/products/sump-effluent-pumps/commercial/160-series | EA | 1770 |  | 53514037598 | 4 Weeks | 91 | LB | 21.25 | 11.75 | 14.75 | 1 Year | YES
161-0023 | J161 25'Cd/200-208V/3Ph/cCSAus | J161 25'Cd/200-208V/3Ph/cCSAus/UL | https://www.zoellerpumps.com/en-us/products/sump-effluent-pumps/commercial/160-series | EA | 1800 |  | 53514037857 | 4 Weeks | 84 | LB | 21.25 | 11.75 | 14.75 | 1 Year | YES
161-0024 | N161 50'Cd/115V/1Ph/CSA | N161 50'Cd/115V/1Ph/CSA | https://www.zoellerpumps.com/en-us/products/sump-effluent-pumps/commercial/160-series | EA | 2050 |  | 53514039936 | 4 Weeks | 91 | LB | 21.25 | 11.75 | 14.75 | 1 Year | YES
161-0025 | E161 230V/1Ph/Extra Duty | E161 230V/1Ph/Extra Duty | https://www.zoellerpumps.com/en-us/products/sump-effluent-pumps/commercial/160-series | EA | 1700 |  | 53514040918 | 4 Weeks | 82 | LB | 21.25 | 11.75 | 14.75 | 1 Year | YES
161-0026 | BN161 115V/1Ph/Pb20'/List,CSA/(161-0002) | BN161 115V/1Ph/Pb20'/List,CSA/(161-0002) | https://www.zoellerpumps.com/en-us/products/sump-effluent-pumps/commercial/160-series | EA | 1580 |  | 53514041458 | 4 Weeks | 84 | LB | 21.25 | 11.75 | 14.75 | 1 Year | YES
161-0027 | BE161 230V/1Ph/Pb20'/cCSAus/(161-0004) | BE161 230V/1Ph/Pb20'/cCSAus/UL/(161-0004) | https://www.zoellerpumps.com/en-us/products/sump-effluent-pumps/commercial/160-series | EA | 1720 |  | 53514041465 | 4 Weeks | 84 | LB | 21.25 | 11.75 | 14.75 | 1 Year | YES
161-0028 | N161 25'Cd/115V/1Ph/CSA | N161 25'Cd/115V/1Ph/CSA | https://www.zoellerpumps.com/en-us/products/sump-effluent-pumps/commercial/160-series | EA | 1790 |  | 53514047191 | 4 Weeks | 84 | LB | 21.25 | 11.75 | 14.75 | 1 Year | YES
161-0030 | D161 25'Cd/230V/1Ph/cCSAus | D161 25'Cd/230V/1Ph/cCSAus/UL | https://www.zoellerpumps.com/en-us/products/sump-effluent-pumps/commercial/160-series | EA | 1830 |  | 53514051303 | 4 Weeks | 85 | LB | 21.25 | 11.75 | 14.75 | 1 Year | YES
161-0031 | E161 35'Cd/230V/1Ph/cCSAus | E161 35'Cd/230V/1Ph/cCSAus/UL | https://www.zoellerpumps.com/en-us/products/sump-effluent-pumps/commercial/160-series | EA | 1730 |  | 53514056988 | 4 Weeks | 87 | LB | 21.25 | 11.75 | 14.75 | 1 Year | YES
161-0032 | G161 460V/3Ph/Extra Duty | G161 460V/3Ph/Extra Duty | https://www.zoellerpumps.com/en-us/products/sump-effluent-pumps/commercial/160-series | EA | 1740 |  | 53514064716 | 4 Weeks | 82 | LB | 21.25 | 11.75 | 14.75 | 1 Year | YES
161-0035 | I161 25'Cd/200-208V/1Ph/cCSAus | I161 25'Cd/200-208V/1Ph/cCSAus | https://www.zoellerpumps.com/en-us/products/sump-effluent-pumps/commercial/160-series | EA | 1730 |  | 53514078508 | 4 Weeks | 84 | LB | 21.25 | 11.75 | 14.75 | 1 Year | YES
161-0036 | I161 35'Cd/200-208V/1Ph/cCSAus | I161 35'Cd/200-208V/1Ph/cCSAus | https://www.zoellerpumps.com/en-us/products/sump-effluent-pumps/commercial/160-series | EA | 1740 |  | 53514078515 | 4 Weeks | 87 | LB | 21.25 | 11.75 | 14.75 | 1 Year | YES
161-0038 | E161 50'Cd/230V/1Ph/cCSAus | E161 50'Cd/230V/1Ph/cCSAus/UL | https://www.zoellerpumps.com/en-us/products/sump-effluent-pumps/commercial/160-series | EA | 1780 |  | 53514090555 | 4 Weeks | 91 | LB | 21.25 | 11.75 | 14.75 | 1 Year | YES
161-0042 | NX161 115V/1Ph/Ex Pr | NX161 115V/1Ph/Ex Pr/FM/CSA | https://www.zoellerpumps.com/en-us/products/sump-effluent-pumps/commercial/160-series | EA | 3680 |  | 53514107857 | 6 Weeks | 117 | LB | 32 | 12 | 15 | 1 Year | NO
161-0043 | IX161 200-208V/1Ph/Ex Pr | IX161 200-208V/1Ph/Ex Pr/FM/CSA | https://www.zoellerpumps.com/en-us/products/sump-effluent-pumps/commercial/160-series | EA | 3660 |  | 53514107864 | 6 Weeks | 117 | LB | 32 | 12 | 15 | 1 Year | NO
161-0044 | EX161 230V/1Ph/Ex Pr | EX161 230V/1Ph/Ex Pr/FM/CSA | https://www.zoellerpumps.com/en-us/products/sump-effluent-pumps/commercial/160-series | EA | 3600 |  | 53514107871 | 6 Weeks | 117 | LB | 32 | 12 | 15 | 1 Year | NO
161-0045 | JX161 200-208V/3Ph/Ex Pr | JX161 200-208V/3Ph/Ex Pr/FM/CSA | https://www.zoellerpumps.com/en-us/products/sump-effluent-pumps/commercial/160-series | EA | 3650 |  | 53514107888 | 6 Weeks | 117 | LB | 32 | 12 | 15 | 1 Year | NO
161-0046 | FX161 230V/3Ph/Ex Pr | FX161 230V/3Ph/Ex Pr/FM/CSA | https://www.zoellerpumps.com/en-us/products/sump-effluent-pumps/commercial/160-series | EA | 3840 |  | 53514107895 | 6 Weeks | 117 | LB | 32 | 12 | 15 | 1 Year | NO
161-0047 | GX161 460V/3Ph/Ex Pr | GX161 460V/3Ph/Ex Pr/FM/CSA | https://www.zoellerpumps.com/en-us/products/sump-effluent-pumps/commercial/160-series | EA | 3840 |  | 53514107901 | 6 Weeks | 117 | LB | 32 | 12 | 15 | 1 Year | NO
161-0048 | IX161 35'Cd/200-208V/1Ph/Ex Pr | IX161 35'Cd/200-208V/1Ph/Ex Pr/FM/CSA | https://www.zoellerpumps.com/en-us/products/sump-effluent-pumps/commercial/160-series | EA | 3820 |  | 53514121853 | 6 Weeks | 119 | LB | 32 | 12 | 15 | 1 Year | NO
161-0051 | NX161 50'Cd/115V/1Ph/XP | NX161 50'Cd/115V/1Ph/XP/FM/CSA | https://www.zoellerpumps.com/en-us/products/sump-effluent-pumps/commercial/160-series | EA | 3790 |  | 53514124267 | 6 Weeks | 123 | LB | 32 | 12 | 15 | 1 Year | NO
161-0052 | D161 50'Cd/230V/1Ph/cCSAus | D161 50'Cd/230V/1Ph/cCSAus/UL | https://www.zoellerpumps.com/en-us/products/sump-effluent-pumps/commercial/160-series | EA | 1920 |  | 53514124489 | 4 Weeks | 91 | LB | 21.25 | 11.75 | 14.75 | 1 Year | YES
161-0053 | NX161 35'Cd/115V/1Ph/XP | NX161 35'Cd/115V/1Ph/XP/FM/CSA | https://www.zoellerpumps.com/en-us/products/sump-effluent-pumps/commercial/160-series | EA | 3670 |  | 53514132347 | 6 Weeks | 121 | LB | 32 | 12 | 15 | 1 Year | NO
161-0054 | G161 50'Cd/460V/3Ph/cCSAus | G161 50'Cd/460V/3Ph/cCSAus/UL | https://www.zoellerpumps.com/en-us/products/sump-effluent-pumps/commercial/160-series | EA | 1850 |  | 53514147426 | 4 Weeks | 87 | LB | 21.25 | 11.75 | 14.75 | 1 Year | YES
161-0057 | J161 50'Cd/200-208V/3Ph/cCSAus | J161 50'Cd/200-208V/3Ph/cCSAus/UL | https://www.zoellerpumps.com/en-us/products/sump-effluent-pumps/commercial/160-series | EA | 1850 |  | 53514154639 | 4 Weeks | 84 | LB | 21.25 | 11.75 | 14.75 | 1 Year | YES
161-0059 | EX161 35'Cd/230V/1Ph/Ex Pr | EX161 35'Cd/230V/1Ph/Ex Pr/FM/CSA | https://www.zoellerpumps.com/en-us/products/sump-effluent-pumps/commercial/160-series | EA | 3750 |  | 53514159979 | 6 Weeks | 119 | LB | 32 | 12 | 15 | 1 Year | NO
161-0061 | EX161 25'Cd/230V/1Ph/Ex Pr | EX161 25'Cd/230V/1Ph/Ex Pr/FM/CSA | https://www.zoellerpumps.com/en-us/products/sump-effluent-pumps/commercial/160-series | EA | 3660 |  | 53514173555 | 6 Weeks | 119 | LB | 32 | 12 | 15 | 1 Year | NO
161-0062 | BN161 25'Cd/115V/1Ph/Pb25'/CSA | BN161 25'Cd/115V/1Ph/Pb25'/CSA | https://www.zoellerpumps.com/en-us/products/sump-effluent-pumps/commercial/160-series | EA | 1990 |  | 53514179946 | 4 Weeks | 85 | LB | 21.25 | 11.75 | 14.75 | 1 Year | YES
161-0063 | GX161 35'Cd/460V/3Ph/Ex Pr | GX161 35'Cd/460V/3Ph/Ex Pr/FM/CSA | https://www.zoellerpumps.com/en-us/products/sump-effluent-pumps/commercial/160-series | EA | 4000 |  | 53514181567 | 6 Weeks | 119 | LB | 32 | 12 | 15 | 1 Year | NO
161-0064 | NX161 25'Cd/115V/1Ph/Ex Pr | NX161 25'Cd/115V/1Ph/Ex Pr/FM/CSA | https://www.zoellerpumps.com/en-us/products/sump-effluent-pumps/commercial/160-series | EA | 3740 |  | 53514182106 | 6 Weeks | 118 | LB | 32 | 12 | 15 | 1 Year | NO
161-0065 | BN161 35'Cd/115V/1Ph/Pb35'/CSA | BN161 35'Cd/115V/1Ph/Pb35'/CSA | https://www.zoellerpumps.com/en-us/products/sump-effluent-pumps/commercial/160-series | EA | 1980 |  | 53514182595 | 4 Weeks | 87 | LB | 21.25 | 11.75 | 14.75 | 1 Year | YES
161-0071 | MX161 115V/1Ph/Ex Pr | MX161 115V/1Ph/Ex Pr/FM/CSA | https://www.zoellerpumps.com/en-us/products/sump-effluent-pumps/commercial/160-series | EA | 4339 |  | 53514236144 | IN STOCK | 123 | LB | 32 | 12 | 15 | 1 Year | NO
161-0072 | DX161 230V/1Ph/EX Pr | DX161 230V/1Ph/EX Pr/FM/CSA | https://www.zoellerpumps.com/en-us/products/sump-effluent-pumps/commercial/160-series | EA | 4590 |  | 53514236168 | 6 Weeks | 123 | LB | 32 | 12 | 15 | 1 Year | NO
161-0073 | HX161 200-208V/1Ph/Ex Pr | HX161 200-208V/1Ph/Ex Pr/FM/CSA | https://www.zoellerpumps.com/en-us/products/sump-effluent-pumps/commercial/160-series | EA | 4640 |  | 53514236182 | 6 Weeks | 123 | LB | 32 | 12 | 15 | 1 Year | NO
161-0074 | JX161 50'Cd/200-208V/3Ph/Ex Pr | JX161 50'Cd/200-208V/3Ph/Ex Pr/FM/CSA | https://www.zoellerpumps.com/en-us/products/sump-effluent-pumps/commercial/160-series | EA | 3950 |  | 53514211127 | 6 Weeks | 128 | LB | 32 | 12 | 15 | 1 Year | NO
161-0075 | BN161 50'Cd/115V/1Ph/Pb50'/CSA/(161-0024) | BN161 50'Cd/115V/1Ph/Pb50'/CSA/(161-0024) | https://www.zoellerpumps.com/en-us/products/sump-effluent-pumps/commercial/160-series | EA | 2320 |  | 53514228279 | 4 Weeks | 88 | LB | 21.25 | 11.75 | 14.75 | 1 Year | YES
161-0076 | J161 35'Cd/200-208V/3Ph/cCSAus | J161 35'Cd/200-208V/3Ph/cCSAus/UL | https://www.zoellerpumps.com/en-us/products/sump-effluent-pumps/commercial/160-series | EA | 1820 |  | 53514234782 | 4 Weeks | 84 | LB | 21.25 | 11.75 | 14.75 | 1 Year | YES
161-0077 | IX161 50'Cd/200-208V/1Ph/Ex Pr | IX161 50'Cd/200-208V/1Ph/Ex Pr/FM/CSA | https://www.zoellerpumps.com/en-us/products/sump-effluent-pumps/commercial/160-series | EA | 3950 |  | 53514237325 | 6 Weeks | 119 | LB | 32 | 12 | 15 | 1 Year | NO
161-0078 | H161 25'Cd/ 200-208V/1Ph/cCSAus | H161 25'Cd/ 200-208V/1Ph/cCSAus | https://www.zoellerpumps.com/en-us/products/sump-effluent-pumps/commercial/160-series | EA | 1880 |  | 53514240745 | 6 Weeks | 83 | LB | 21.25 | 11.75 | 14.75 | 1 Year | YES
161-0083 | MX161 50'Cd/115V/1Ph/Ex Pr | MX161 50'Cd/115V/1Ph/Ex Pr/FM/CSA | https://www.zoellerpumps.com/en-us/products/sump-effluent-pumps/commercial/160-series | EA | 4760 |  | 53514259914 | 6 Weeks | 125 | LB | 32 | 12 | 15 | 1 Year | NO
161-0085 | N161 115V/1Ph/ED | N161 115V/1Ph/ED | https://www.zoellerpumps.com/en-us/products/sump-effluent-pumps/commercial/160-series | EA | 1750 |  | 53514270537 | 4 Weeks | 82 | LB | 21.25 | 11.75 | 14.75 | 1 Year | YES
161-0086 | BA161 575V/3Ph/cCSAus | BA161 575V/3Ph/cCSAus | https://www.zoellerpumps.com/en-us/products/sump-effluent-pumps/commercial/160-series | EA | 1750 |  | 53514271817 | 6 Weeks | 82 | LB | 21.25 | 11.75 | 14.75 | 1 Year | YES
161-0087 | BAX161 575V/3Ph/Ex Pr | BAX161 575V/3Ph/Ex Pr | https://www.zoellerpumps.com/en-us/products/sump-effluent-pumps/commercial/160-series | EA | 3800 |  | 53514282837 | 6 Weeks | 117 | LB | 32 | 12 | 15 | 1 Year | NO
161-0088 | IX161 25'Cd/200-208V/1Ph/Ex Pr | IX161 25'Cd/200-208V/1Ph/Ex Pr/FM/CSA | https://www.zoellerpumps.com/en-us/products/sump-effluent-pumps/commercial/160-series | EA | 3730 |  | 53514283551 | 4 Weeks | 119 | LB | 32 | 12 | 15 | 1 Year | NO
161-0090 | N161 6'Cd/115V/1Ph/CSA/Elevator Sump | N161 6'Cd/115V/1Ph/CSA/Elevator Sump | https://www.zoellerpumps.com/en-us/products/sump-effluent-pumps/commercial/160-series | EA | 1660 |  | 53514330026 | 4 Weeks | 82 | LB | 21.25 | 11.75 | 14.75 | 1 Year | YES
161-0092 | G161 25'Cd/460V/3Ph/cCSAus | G161 25'Cd/460V/3Ph/cCSAus/UL | https://www.zoellerpumps.com/en-us/products/sump-effluent-pumps/commercial/160-series | EA | 1800 |  | 53514312145 | 4 Weeks | 87 | LB | 21.25 | 11.75 | 14.75 | 1 Year | YES
161-0098 | MX161 35'Cd/115V/1Ph/Ex Pr | MX161 35'Cd/115V/1Ph/Ex Pr/FM/CSA | https://www.zoellerpumps.com/en-us/products/sump-effluent-pumps/commercial/160-series | EA | 4730 |  | 53514319380 | 6 Weeks | 124 | LB | 32 | 12 | 15 | 1 Year | NO
161-0099 | JX161 35'Cds/200-208V/3Ph/Ex Pr | JX161 35'Cds/200-208V/3Ph/Ex Pr/FM/CSA | https://www.zoellerpumps.com/en-us/products/sump-effluent-pumps/commercial/160-series | EA | 3800 |  | 53514325060 | 6 Weeks | 118 | LB | 32 | 12 | 15 | 1 Year | NO
161-0100 | DX161 50'Cd/230V/1Ph/EX Pr | DX161 50'Cd/230V/1Ph/EX Pr/FM/CSA | https://www.zoellerpumps.com/en-us/products/sump-effluent-pumps/commercial/160-series | EA | 4750 |  | 53514327729 | 6 Weeks | 123 | LB | 32 | 12 | 15 | 1 Year | NO
161-0101 | F161 50'Cd/230V/3Ph/cCSAus | F161 50'Cd/230V/3Ph/cCSAus | https://www.zoellerpumps.com/en-us/products/sump-effluent-pumps/commercial/160-series | EA | 1820 |  | 53514331344 | 4 Weeks | 87 | LB | 21.25 | 11.75 | 14.75 | 1 Year | YES
161-0103 | HX161 50'Cd/200-208V/1Ph/Ex Pr | HX161 50'Cd/200-208V/1Ph/Ex Pr/FM/CSA | https://www.zoellerpumps.com/en-us/products/sump-effluent-pumps/commercial/160-series | EA | 4800 |  | 53514333980 | 6 Weeks | 125 | LB | 32 | 12 | 15 | 1 Year | NO
161-0105 | GX161 25'Cd/460V/3Ph/Ex Pr | GX161 25'Cd/460V/3Ph/Ex Pr/FM/CSA | https://www.zoellerpumps.com/en-us/products/sump-effluent-pumps/commercial/160-series | EA | 3890 |  | 53514341268 | 6 Weeks | 119 | LB | 32 | 12 | 15 | 1 Year | NO
161-0106 | MX161 25'Cd/115V/1Ph/Ex Pr | MX161 25'Cd/115V/1Ph/Ex Pr/FM/CSA | https://www.zoellerpumps.com/en-us/products/sump-effluent-pumps/commercial/160-series | EA | 4720 |  | 53514350581 | 6 Weeks | 124 | LB | 32 | 12 | 15 | 1 Year | NO
161-0107 | DX161 35'Cd/230V/1Ph/EX Pr | DX161 35'Cd/230V/1Ph/EX Pr/FM/CSA | https://www.zoellerpumps.com/en-us/products/sump-effluent-pumps/commercial/160-series | EA | 4720 |  | 53514358884 | 6 Weeks | 123 | LB | 32 | 12 | 15 | 1 Year | NO
161-0108 | HX161 35'Cd/200-208V/1Ph/Ex Pr | HX161 35'Cd/200-208V/1Ph/Ex Pr/FM/CSA | https://www.zoellerpumps.com/en-us/products/sump-effluent-pumps/commercial/160-series | EA | 4760 |  | 53514378387 | 6 Weeks | 125 | LB | 32 | 12 | 15 | 1 Year | NO
161-0110 | FX161 50'CD/230V/3Ph/Ex Pr | FX161 50'CD/230V/3Ph/Ex Pr/FM/CSA | https://www.zoellerpumps.com/en-us/products/sump-effluent-pumps/commercial/160-series | EA | 4150 |  | 53514393915 | 6 Weeks | 117 | LB | 32 | 12 | 15 | 1 Year | NO
161-0117 | DX161 25'Cd/230V/1Ph/EX Pr | DX161 25'Cd/230V/1Ph/EX Pr | https://www.zoellerpumps.com/en-us/products/sump-effluent-pumps/commercial/160-series | EA | 4880 |  | 53514475406 | 6 Weeks | 123 | LB | 32 | 12 | 15 | 1 Year | NO
163-0001 | M163 115V/1Ph/cCSAus | M163 115V/1Ph/cCSAus/UL | https://www.zoellerpumps.com/en-us/products/sump-effluent-pumps/commercial/160-series | EA | 1545 |  | 53514015060 | 4 Weeks | 83 | LB | 21.25 | 11.75 | 14.75 | 1 Year | YES
163-0002 | N163 115V/1Ph/CSA | N163 115V/1Ph/CSA | https://www.zoellerpumps.com/en-us/products/sump-effluent-pumps/commercial/160-series | EA | 1395 |  | 53514015077 | IN STOCK | 82 | LB | 21.25 | 11.75 | 14.75 | 1 Year | YES
163-0003 | D163 230V/1Ph/cCSAus | D163 230V/1Ph/cCSAus/UL | https://www.zoellerpumps.com/en-us/products/sump-effluent-pumps/commercial/160-series | EA | 1770 |  | 53514015084 | 4 Weeks | 83 | LB | 21.25 | 11.75 | 14.75 | 1 Year | YES
163-0004 | E163 230V/1Ph/cCSAus | E163 230V/1Ph/cCSAus/UL | https://www.zoellerpumps.com/en-us/products/sump-effluent-pumps/commercial/160-series | EA | 1620 |  | 53514015091 | 4 Weeks | 82 | LB | 21.25 | 11.75 | 14.75 | 1 Year | YES
163-0007 | H163 200-208V/1Ph/cCSAus | H163 200-208V/1Ph/cCSAus | https://www.zoellerpumps.com/en-us/products/sump-effluent-pumps/commercial/160-series | EA | 1850 |  | 53514015107 | 4 Weeks | 83 | LB | 21.25 | 11.75 | 14.75 | 1 Year | YES
163-0008 | J163 200-208V/3Ph/cCSAus | J163 200-208V/3Ph/cCSAus/UL | https://www.zoellerpumps.com/en-us/products/sump-effluent-pumps/commercial/160-series | EA | 1690 |  | 53514015114 | 4 Weeks | 82 | LB | 21.25 | 11.75 | 14.75 | 1 Year | YES
163-0009 | F163 230V/3Ph/cCSAus | F163 230V/3Ph/cCSAus/UL | https://www.zoellerpumps.com/en-us/products/sump-effluent-pumps/commercial/160-series | EA | 1690 |  | 53514015121 | 4 Weeks | 82 | LB | 21.25 | 11.75 | 14.75 | 1 Year | YES
163-0010 | I163 200-208V/1Ph/cCSAus | I163 200-208V/1Ph/cCSAus | https://www.zoellerpumps.com/en-us/products/sump-effluent-pumps/commercial/160-series | EA | 1690 |  | 53514015138 | 4 Weeks | 82 | LB | 21.25 | 11.75 | 14.75 | 1 Year | YES
163-0015 | N163 50'Cd/115V/1Ph/CSA | N163 50'Cd/115V/1Ph/CSA | https://www.zoellerpumps.com/en-us/products/sump-effluent-pumps/commercial/160-series | EA | 1545 |  | 53514015176 | IN STOCK | 91 | LB | 21.25 | 11.75 | 14.75 | 1 Year | YES
163-0016 | M163 35'Cd/115V/1Ph/cCSAus | M163 35'Cd/115V/1Ph/cCSAus/UL | https://www.zoellerpumps.com/en-us/products/sump-effluent-pumps/commercial/160-series | EA | 2010 |  | 53514015183 | 4 Weeks | 88 | LB | 21.25 | 11.75 | 14.75 | 1 Year | YES
163-0017 | N163 35'Cd/115V/1Ph/CSA | N163 35'Cd/115V/1Ph/CSA | https://www.zoellerpumps.com/en-us/products/sump-effluent-pumps/commercial/160-series | EA | 1750 |  | 53514015190 | 4 Weeks | 87 | LB | 21.25 | 11.75 | 14.75 | 1 Year | YES
163-0018 | G163 25'Cd/460V/3Ph/cCSAus | G163 25'Cd/460V/3Ph/cCSAus/UL | https://www.zoellerpumps.com/en-us/products/sump-effluent-pumps/commercial/160-series | EA | 1800 |  | 53514015206 | 4 Weeks | 84 | LB | 21.25 | 11.75 | 14.75 | 1 Year | YES
163-0021 | N163 25'Cd/115V/1Ph/CSA | N163 25'Cd/115V/1Ph/CSA | https://www.zoellerpumps.com/en-us/products/sump-effluent-pumps/commercial/160-series | EA | 1790 |  | 53514015237 | 4 Weeks | 84 | LB | 21.25 | 11.75 | 14.75 | 1 Year | YES
163-0025 | D163 25'Cd/230V/1Ph/cCSAus | D163 25'Cd/230V/1Ph/cCSAus/UL | https://www.zoellerpumps.com/en-us/products/sump-effluent-pumps/commercial/160-series | EA | 1840 |  | 53514015268 | 4 Weeks | 85 | LB | 21.25 | 11.75 | 14.75 | 1 Year | YES
163-0028 | D163 230V/1Ph/Extra Duty | D163 230V/1Ph/Extra Duty | https://www.zoellerpumps.com/en-us/products/sump-effluent-pumps/commercial/160-series | EA | 1860 |  | 53514015299 | 4 Weeks | 83 | LB | 21.25 | 11.75 | 14.75 | 1 Year | YES
163-0029 | M163 50'Cd/115V/1Ph/cCSAus | M163 50'Cd/115V/1Ph/cCSAus/UL | https://www.zoellerpumps.com/en-us/products/sump-effluent-pumps/commercial/160-series | EA | 2230 |  | 53514026448 | 4 Weeks | 92 | LB | 21.25 | 11.75 | 14.75 | 1 Year | YES
163-0030 | M163 25'Cd/115V/1Ph/cCSAus | M163 25'Cd/115V/1Ph/cCSAus/UL | https://www.zoellerpumps.com/en-us/products/sump-effluent-pumps/commercial/160-series | EA | 1980 |  | 53514028237 | 4 Weeks | 85 | LB | 21.25 | 11.75 | 14.75 | 1 Year | YES
163-0031 | G163 460V/3Ph/cCSAus | G163 460V/3Ph/cCSAus/UL | https://www.zoellerpumps.com/en-us/products/sump-effluent-pumps/commercial/160-series | EA | 1690 |  | 53514028619 | 4 Weeks | 82 | LB | 21.25 | 11.75 | 14.75 | 1 Year | YES
163-0032 | G163 50'Cd/460V/3Ph/cCSAus | G163 50'Cd/460V/3Ph/cCSAus/UL | https://www.zoellerpumps.com/en-us/products/sump-effluent-pumps/commercial/160-series | EA | 1850 |  | 53514040529 | 4 Weeks | 91 | LB | 21.25 | 11.75 | 14.75 | 1 Year | YES
163-0033 | BE163 230V/1Ph/Pb20'/cCSAus/(163-0004) | BE163 230V/1Ph/Pb20'/cCSAus/UL/(163-0004) | https://www.zoellerpumps.com/en-us/products/sump-effluent-pumps/commercial/160-series | EA | 1720 |  | 53514041472 | 4 Weeks | 84 | LB | 21.25 | 11.75 | 14.75 | 1 Year | YES
163-0034 | BN163 115V/1Ph/Pb20'/CSA/(163-0002) | BN163 115V/1Ph/Pb20'/CSA/(163-0002) | https://www.zoellerpumps.com/en-us/products/sump-effluent-pumps/commercial/160-series | EA | 1910 |  | 53514041489 | 4 Weeks | 84 | LB | 21.25 | 11.75 | 14.75 | 1 Year | YES
163-0035 | E163 50'Cd/230V/1Ph/cCSAus | E163 50'Cd/230V/1Ph/cCSAus/UL | https://www.zoellerpumps.com/en-us/products/sump-effluent-pumps/commercial/160-series | EA | 1770 |  | 53514041533 | 4 Weeks | 91 | LB | 21.25 | 11.75 | 14.75 | 1 Year | YES
163-0037 | D163 35'Cd/230V/1Ph/cCSAus | D163 35'Cd/230V/1Ph/cCSAus/UL | https://www.zoellerpumps.com/en-us/products/sump-effluent-pumps/commercial/160-series | EA | 1860 |  | 53514046576 | 4 Weeks | 88 | LB | 21.25 | 11.75 | 14.75 | 1 Year | YES
163-0038 | H163 35'Cd/200-208V/1Ph/cCSAus | H163 35'Cd/200-208V/1Ph/cCSAus | https://www.zoellerpumps.com/en-us/products/sump-effluent-pumps/commercial/160-series | EA | 1900 |  | 53514048693 | 4 Weeks | 88 | LB | 21.25 | 11.75 | 14.75 | 1 Year | YES
163-0039 | I163 35'Cd/200-208V/1Ph/cCSAus | I163 35'Cd/200-208V/1Ph/cCSAus | https://www.zoellerpumps.com/en-us/products/sump-effluent-pumps/commercial/160-series | EA | 1740 |  | 53514054588 | 4 Weeks | 87 | LB | 21.25 | 11.75 | 14.75 | 1 Year | YES
163-0040 | N163 115V/1Ph/Extra Duty | N163 115V/1Ph/Extra Duty | https://www.zoellerpumps.com/en-us/products/sump-effluent-pumps/commercial/160-series | EA | 1750 |  | 53514063979 | 4 Weeks | 82 | LB | 21.25 | 11.75 | 14.75 | 1 Year | YES
163-0043 | E163 35'Cd/230V/1Ph/cCSAus | E163 35'Cd/230V/1Ph/cCSAus/UL | https://www.zoellerpumps.com/en-us/products/sump-effluent-pumps/commercial/160-series | EA | 1720 |  | 53514083564 | 4 Weeks | 86 | LB | 21.25 | 11.75 | 14.75 | 1 Year | YES
163-0044 | H163 200-208V/1Ph/ED | H163 200-208V/1Ph/ED | https://www.zoellerpumps.com/en-us/products/sump-effluent-pumps/commercial/160-series | EA | 1870 |  | 53514089917 | 4 Weeks | 83 | LB | 21.25 | 11.75 | 14.75 | 1 Year | YES
163-0048 | I163 50'Cd/200-208V/1Ph/cCSAus | I163 50'Cd/200-208V/1Ph/cCSAus | https://www.zoellerpumps.com/en-us/products/sump-effluent-pumps/commercial/160-series | EA | 1770 |  | 53514104504 | 4 Weeks | 96 | LB | 21.25 | 11.75 | 14.75 | 1 Year | YES
163-0049 | NX163 115V/1Ph/Ex Pr | NX163 115V/1Ph/Ex Pr/FM/CSA | https://www.zoellerpumps.com/en-us/products/sump-effluent-pumps/commercial/160-series | EA | 3680 |  | 53514107918 | 6 Weeks | 117 | LB | 32 | 12 | 15 | 1 Year | NO
163-0050 | EX163 230V/1Ph/Ex Pr | EX163 230V/1Ph/Ex Pr/FM/CSA | https://www.zoellerpumps.com/en-us/products/sump-effluent-pumps/commercial/160-series | EA | 3590 |  | 53514107925 | 6 Weeks | 117 | LB | 32 | 12 | 15 | 1 Year | NO
163-0051 | JX163 200-208V/3Ph/Ex Pr | JX163 200-208V/3Ph/Ex Pr/FM/CSA | https://www.zoellerpumps.com/en-us/products/sump-effluent-pumps/commercial/160-series | EA | 3640 |  | 53514107932 | 6 Weeks | 117 | LB | 32 | 12 | 15 | 1 Year | NO
163-0052 | FX163 230V/3Ph/Ex Pr | FX163 230V/3Ph/Ex Pr/FM/CSA | https://www.zoellerpumps.com/en-us/products/sump-effluent-pumps/commercial/160-series | EA | 3840 |  | 53514107949 | 6 Weeks | 117 | LB | 32 | 12 | 15 | 1 Year | NO
163-0053 | GX163 460V/3Ph/Ex Pr | GX163 460V/3Ph/Ex Pr/FM/CSA | https://www.zoellerpumps.com/en-us/products/sump-effluent-pumps/commercial/160-series | EA | 3840 |  | 53514107956 | 6 Weeks | 117 | LB | 32 | 12 | 15 | 1 Year | NO
163-0054 | IX163 200-208V/1Ph/Ex Pr | IX163 200-208V/1Ph/Ex Pr/FM/CSA | https://www.zoellerpumps.com/en-us/products/sump-effluent-pumps/commercial/160-series | EA | 3650 |  | 53514107963 | 6 Weeks | 117 | LB | 32 | 12 | 15 | 1 Year | NO
163-0055 | M163 115V/1Ph/ED | M163 115V/1Ph/ED | https://www.zoellerpumps.com/en-us/products/sump-effluent-pumps/commercial/160-series | EA | 2010 |  | 53514119010 | 4 Weeks | 83 | LB | 21.25 | 11.75 | 14.75 | 1 Year | YES
163-0056 | NX163 35'Cd/115V/1Ph/Ex Pr | NX163 35'Cd/115V/1Ph/Ex Pr/FM/CSA | https://www.zoellerpumps.com/en-us/products/sump-effluent-pumps/commercial/160-series | EA | 3820 |  | 53514128715 | 6 Weeks | 117 | LB | 32 | 12 | 15 | 1 Year | NO
163-0058 | D163 50'Cd/230V/1Ph/cCSAus | D163 50'Cd/230V/1Ph/cCSAus/UL | https://www.zoellerpumps.com/en-us/products/sump-effluent-pumps/commercial/160-series | EA | 1910 |  | 53514144104 | 4 Weeks | 91 | LB | 21.25 | 11.75 | 14.75 | 1 Year | YES
163-0059 | E163 230V/1Ph/Extra Duty | E163 230V/1Ph/Extra Duty | https://www.zoellerpumps.com/en-us/products/sump-effluent-pumps/commercial/160-series | EA | 1650 |  | 53514146726 | 4 Weeks | 82 | LB | 21.25 | 11.75 | 14.75 | 1 Year | YES
163-0061 | EX163 50'Cd/230V/1Ph/Ex Pr | EX163 50'Cd/230V/1Ph/Ex Pr/FM/CSA | https://www.zoellerpumps.com/en-us/products/sump-effluent-pumps/commercial/160-series | EA | 3870 |  | 53514148546 | 6 Weeks | 119 | LB | 32 | 12 | 15 | 1 Year | NO
163-0062 | NX163 50'Cd/115V/1Ph/Ex Pr | NX163 50'Cd/115V/1Ph/Ex Pr/FM/CSA | https://www.zoellerpumps.com/en-us/products/sump-effluent-pumps/commercial/160-series | EA | 3910 |  | 53514160548 | 6 Weeks | 119 | LB | 32 | 12 | 15 | 1 Year | NO
163-0066 | JX163 50'Cd/200-208V/3Ph/Ex Pr | JX163 50'Cd/200-208V/3Ph/Ex Pr/FM/CSA | https://www.zoellerpumps.com/en-us/products/sump-effluent-pumps/commercial/160-series | EA | 3950 |  | 53514167271 | 6 Weeks | 120 | LB | 32 | 12 | 15 | 1 Year | NO
163-0069 | J163 50'Cd/200-208V/3Ph/cCSAus | J163 50'Cd/200-208V/3Ph/cCSAus/UL | https://www.zoellerpumps.com/en-us/products/sump-effluent-pumps/commercial/160-series | EA | 1850 |  | 53514189563 | 4 Weeks | 85 | LB | 21.25 | 11.75 | 14.75 | 1 Year | YES
163-0072 | I163 25'Cd/200-208V/1Ph/cCSAus | I163 25'Cd/200-208V/1Ph/cCSAus | https://www.zoellerpumps.com/en-us/products/sump-effluent-pumps/commercial/160-series | EA | 1950 |  | 53514202415 | 4 Weeks | 86 | LB | 21.25 | 11.75 | 14.75 | 1 Year | YES
163-0073 | IX163 50'Cd/200-208V/1Ph/Ex Pr | IX163 50'Cd/200-208V/1Ph/Ex Pr/FM/CSA | https://www.zoellerpumps.com/en-us/products/sump-effluent-pumps/commercial/160-series | EA | 3930 |  | 53514204594 | 6 Weeks | 124 | LB | 32 | 12 | 15 | 1 Year | NO
163-0075 | MX163 115V/1Ph/Ex Pr | MX163 115V/1Ph/Ex Pr/FM/CSA | https://www.zoellerpumps.com/en-us/products/sump-effluent-pumps/commercial/160-series | EA | 4339 |  | 53514236205 | IN STOCK | 123 | LB | 32 | 12 | 15 | 1 Year | NO
163-0076 | DX163 230V/1Ph/Ex Pr | DX163 230V/1Ph/Ex Pr/FM/CSA | https://www.zoellerpumps.com/en-us/products/sump-effluent-pumps/commercial/160-series | EA | 4590 |  | 53514236229 | 6 Weeks | 123 | LB | 32 | 12 | 15 | 1 Year | NO
163-0077 | HX163 200-208V/1Ph/Ex Pr | HX163 200-208V/1Ph/Ex Pr/FM/CSA | https://www.zoellerpumps.com/en-us/products/sump-effluent-pumps/commercial/160-series | EA | 4640 |  | 53514236243 | 6 Weeks | 123 | LB | 32 | 12 | 15 | 1 Year | NO
163-0078 | J163 35'Cd/200-208V/3Ph/cCSAus | J163 35'Cd/200-208V/3Ph/cCSAus/UL | https://www.zoellerpumps.com/en-us/products/sump-effluent-pumps/commercial/160-series | EA | 1820 |  | 53514220228 | 4 Weeks | 85 | LB | 21.25 | 11.75 | 14.75 | 1 Year | YES
163-0080 | JX163 35'Cd/200-208V/3Ph/Ex Pr | JX163 35'Cd/200-208V/3Ph/Ex Pr/FM/CSA | https://www.zoellerpumps.com/en-us/products/sump-effluent-pumps/commercial/160-series | EA | 3790 |  | 53514228729 | 6 Weeks | 117 | LB | 32 | 12 | 15 | 1 Year | NO
163-0084 | BA163 575V/3Ph/cCSAus | BA163 575V/3Ph/cCSAus | https://www.zoellerpumps.com/en-us/products/sump-effluent-pumps/commercial/160-series | EA | 1750 |  | 53514271978 | 6 Weeks | 82 | LB | 21.25 | 11.75 | 14.75 | 1 Year | YES
163-0085 | MX163 50'Cd/115V/1Ph/Ex Pr | MX163 50'Cd/115V/1Ph/Ex Pr/FM/CSA | https://www.zoellerpumps.com/en-us/products/sump-effluent-pumps/commercial/160-series | EA | 4760 |  | 53514281595 | 6 Weeks | 123 | LB | 32 | 12 | 15 | 1 Year | NO
163-0086 | BAX163 575V/3Ph/Ex Pr | BAX163 575V/3Ph/Ex Pr | https://www.zoellerpumps.com/en-us/products/sump-effluent-pumps/commercial/160-series | EA | 3800 |  | 53514282851 | 6 Weeks | 117 | LB | 32 | 12 | 15 | 1 Year | NO
163-0087 | BN163 115V/1Ph/Pb20'/Extra Duty | BN163 115V/1Ph/Pb20'/Extra Duty | https://www.zoellerpumps.com/en-us/products/sump-effluent-pumps/commercial/160-series | EA | 1930 |  | 53514285487 | 4 Weeks | 84 | LB | 21.25 | 11.75 | 14.75 | 1 Year | YES
163-0088 | MX163 25'Cd/115V/1Ph/Ex Pr | MX163 25'Cd/115V/1Ph/Ex Pr/FM/CSA | https://www.zoellerpumps.com/en-us/products/sump-effluent-pumps/commercial/160-series | EA | 4720 |  | 53514299934 | 6 Weeks | 122 | LB | 32 | 12 | 15 | 1 Year | NO
163-0089 | E163 25'Cd/230V/1Ph/cCSAus | E163 25'Cd/230V/1Ph/cCSAus/UL | https://www.zoellerpumps.com/en-us/products/sump-effluent-pumps/commercial/160-series | EA | 1690 |  | 53514301033 | 4 Weeks | 86 | LB | 21.25 | 11.75 | 14.75 | 1 Year | YES
163-0096 | GX163 50'Cd/460V/3Ph/Ex Pr | GX163 50'Cd/460V/3Ph/Ex Pr/FM/CSA | https://www.zoellerpumps.com/en-us/products/sump-effluent-pumps/commercial/160-series | EA | 4140 |  | 53514346065 | 6 Weeks | 118 | LB | 32 | 12 | 15 | 1 Year | NO
163-0097 | MX163 35'Cd/115V/1Ph/Ex Pr | MX163 35'Cd/115V/1Ph/Ex Pr/FM/CSA | https://www.zoellerpumps.com/en-us/products/sump-effluent-pumps/commercial/160-series | EA | 4730 |  | 53514355623 | 6 Weeks | 122 | LB | 32 | 12 | 15 | 1 Year | NO
163-0098 | IX163 35'Cd/200-208V/1Ph/Ex Pr | IX163 35'Cd/200-208V/1Ph/Ex Pr/FM/CSA | https://www.zoellerpumps.com/en-us/products/sump-effluent-pumps/commercial/160-series | EA | 3830 |  | 53514367145 | 6 Weeks | 124 | LB | 32 | 12 | 15 | 1 Year | NO
163-0099 | BN163 50'Cd/115V/1Ph/Pb50'/CSA/(163-0015) | BN163 50'Cd/115V/1Ph/Pb50'/CSA/(163-0015) | https://www.zoellerpumps.com/en-us/products/sump-effluent-pumps/commercial/160-series | EA | 2320 |  | 53514374075 | 4 Weeks | 88 | LB | 21.25 | 11.75 | 14.75 | 1 Year | YES
163-0102 | BN163 35'Cd/115V/1Ph/Pb35'/CSA/(163-0017) | BN163 35'Cd/115V/1Ph/Pb35'/CSA/(163-0017) | https://www.zoellerpumps.com/en-us/products/sump-effluent-pumps/commercial/160-series | EA | 1980 |  | 53514438319 | 4 Weeks | 88 | LB | 21.25 | 11.75 | 14.75 | 1 Year | YES
163-0103 | F163 50'Cd/230V/3Ph/cCSAus | F163 50'Cd/230V/3Ph/cCSAus/UL | https://www.zoellerpumps.com/en-us/products/sump-effluent-pumps/commercial/160-series | EA | 1850 |  | 53514438609 | 4 Weeks | 82 | LB | 21.25 | 11.75 | 14.75 | 1 Year | YES
163-0104 | J163 200-208V/3Ph/Extra Duty | J163 200-208V/3Ph/Extra Duty | https://www.zoellerpumps.com/en-us/products/sump-effluent-pumps/commercial/160-series | EA | 1740 |  | 53514439347 | 4 Weeks | 82 | LB | 21.25 | 11.75 | 14.75 | 1 Year | YES
163-0105 | FX163 50'Cd/230V/3Ph/Ex Pr | FX163 50'Cd/230V/3Ph/Ex Pr | https://www.zoellerpumps.com/en-us/products/sump-effluent-pumps/commercial/160-series | EA | 4140 |  | 53514439682 | 6 Weeks | 117 | LB | 32 | 12 | 15 | 1 Year | NO
163-0106 | HX163 50'Cd/200-208V/1Ph/Ex Pr | HX163 50'Cd/200-208V/1Ph/Ex Pr | https://www.zoellerpumps.com/en-us/products/sump-effluent-pumps/commercial/160-series | EA | 4800 |  | 53514454111 | 6 Weeks | 123 | LB | 32 | 12 | 15 | 1 Year | NO
165-0003 | D165 230V/1Ph/cCSAus | D165 230V/1Ph/cCSAus/UL | https://www.zoellerpumps.com/en-us/products/sump-effluent-pumps/commercial/160-series | EA | 2040 |  | 53514015305 | 4 Weeks | 83 | LB | 21.25 | 11.75 | 14.75 | 1 Year | YES
165-0004 | E165 230V/1Ph/cCSAus | E165 230V/1Ph/cCSAus/UL | https://www.zoellerpumps.com/en-us/products/sump-effluent-pumps/commercial/160-series | EA | 1649 |  | 53514015312 | IN STOCK | 82 | LB | 21.25 | 11.75 | 14.75 | 1 Year | YES
165-0008 | G165 460V/3Ph/cCSAus | G165 460V/3Ph/cCSAus/UL | https://www.zoellerpumps.com/en-us/products/sump-effluent-pumps/commercial/160-series | EA | 1980 |  | 53514015329 | 4 Weeks | 82 | LB | 21.25 | 11.75 | 14.75 | 1 Year | YES
165-0009 | J165 200-208V/3Ph/cCSAus | J165 200-208V/3Ph/cCSAus/UL | https://www.zoellerpumps.com/en-us/products/sump-effluent-pumps/commercial/160-series | EA | 2010 |  | 53514015336 | 4 Weeks | 82 | LB | 21.25 | 11.75 | 14.75 | 1 Year | YES
165-0010 | E165 230V/1P/Wo Plug/cCSAus | E165 230V/1P/Wo Plug/cCSAus/UL | https://www.zoellerpumps.com/en-us/products/sump-effluent-pumps/commercial/160-series | EA | 1900 |  | 53514015343 | 4 Weeks | 82 | LB | 21.25 | 11.75 | 14.75 | 1 Year | YES
165-0011 | F165 50'Cd/230V/3Ph/cCSAus | F165 50'Cd/230V/3Ph/cCSAus/UL | https://www.zoellerpumps.com/en-us/products/sump-effluent-pumps/commercial/160-series | EA | 2110 |  | 53514015350 | 4 Weeks | 91 | LB | 21.25 | 11.75 | 14.75 | 1 Year | YES
165-0012 | H165 200-208V/1Ph/cCSAus | H165 200-208V/1Ph/cCSAus | https://www.zoellerpumps.com/en-us/products/sump-effluent-pumps/commercial/160-series | EA | 1970 |  | 53514015367 | 4 Weeks | 83 | LB | 21.25 | 11.75 | 14.75 | 1 Year | YES
165-0013 | E165 35'Cd/230V/1Ph/cCSAus | E165 35'Cd/230V/1Ph/cCSAus/UL | https://www.zoellerpumps.com/en-us/products/sump-effluent-pumps/commercial/160-series | EA | 1990 |  | 53514015374 | 4 Weeks | 87 | LB | 21.25 | 11.75 | 14.75 | 1 Year | YES
165-0014 | E165 50'Cd/230V/1Ph/cCSAus | E165 50'Cd/230V/1Ph/cCSAus/UL | https://www.zoellerpumps.com/en-us/products/sump-effluent-pumps/commercial/160-series | EA | 2040 |  | 53514015381 | 4 Weeks | 91 | LB | 21.25 | 11.75 | 14.75 | 1 Year | YES
165-0015 | F165 230V/3Ph/cCSAus | F165 230V/3Ph/cCSAus/UL | https://www.zoellerpumps.com/en-us/products/sump-effluent-pumps/commercial/160-series | EA | 1980 |  | 53514015398 | 4 Weeks | 82 | LB | 21.25 | 11.75 | 14.75 | 1 Year | YES
165-0016 | J165 200-208V/3Ph/ED | J165 200-208V/3Ph/ED | https://www.zoellerpumps.com/en-us/products/sump-effluent-pumps/commercial/160-series | EA | 1990 |  | 53514015404 | 4 Weeks | 82 | LB | 21.25 | 11.75 | 14.75 | 1 Year | YES
165-0018 | E165 230V/1Ph/Extra Duty | E165 230V/1Ph/Extra Duty | https://www.zoellerpumps.com/en-us/products/sump-effluent-pumps/commercial/160-series | EA | 1990 |  | 53514015428 | 4 Weeks | 82 | LB | 21.25 | 11.75 | 14.75 | 1 Year | YES
165-0019 | F165 25'Cd//230V/3Ph/cCSAus | F165 25'Cd//230V/3Ph/cCSAus/UL | https://www.zoellerpumps.com/en-us/products/sump-effluent-pumps/commercial/160-series | EA | 2090 |  | 53514015435 | 4 Weeks | 84 | LB | 21.25 | 11.75 | 14.75 | 1 Year | YES
165-0020 | I165 200-208V/1Ph/cCSAus | I165 200-208V/1Ph/cCSAus | https://www.zoellerpumps.com/en-us/products/sump-effluent-pumps/commercial/160-series | EA | 1830 |  | 53514015442 | 4 Weeks | 82 | LB | 21.25 | 11.75 | 14.75 | 1 Year | YES
165-0021 | H165 35'Cd/200-208V/1Ph/cCSAus | H165 35'Cd/200-208V/1Ph/cCSAus | https://www.zoellerpumps.com/en-us/products/sump-effluent-pumps/commercial/160-series | EA | 2090 |  | 53514015459 | 4 Weeks | 88 | LB | 21.25 | 11.75 | 14.75 | 1 Year | YES
165-0022 | G165 460V/3Ph/Extra Duty | G165 460V/3Ph/Extra Duty | https://www.zoellerpumps.com/en-us/products/sump-effluent-pumps/commercial/160-series | EA | 2020 |  | 53514015466 | 4 Weeks | 82 | LB | 21.25 | 11.75 | 14.75 | 1 Year | YES
165-0023 | G165 35'Cd/460V/3Ph/cCSAus | G165 35'Cd/460V/3Ph/cCSAus/UL | https://www.zoellerpumps.com/en-us/products/sump-effluent-pumps/commercial/160-series | EA | 2050 |  | 53514015473 | 4 Weeks | 87 | LB | 21.25 | 11.75 | 14.75 | 1 Year | YES
165-0025 | D165 230V/1Ph/Extra Duty | D165 230V/1Ph/Extra Duty | https://www.zoellerpumps.com/en-us/products/sump-effluent-pumps/commercial/160-series | EA | 2110 |  | 53514015497 | 4 Weeks | 83 | LB | 21.25 | 11.75 | 14.75 | 1 Year | YES
165-0026 | E165 25'Cd/230V/1Ph/cCSAus | E165 25'Cd/230V/1Ph/cCSAus/UL | https://www.zoellerpumps.com/en-us/products/sump-effluent-pumps/commercial/160-series | EA | 1880 |  | 53514029111 | 4 Weeks | 84 | LB | 21.25 | 11.75 | 14.75 | 1 Year | YES
165-0027 | BA165 575V/3Ph/cCSAus | BA165 575V/3Ph/cCSAus | https://www.zoellerpumps.com/en-us/products/sump-effluent-pumps/commercial/160-series | EA | 2190 |  | 53514030605 | 6 Weeks | 82 | LB | 21.25 | 11.75 | 14.75 | 1 Year | YES
165-0028 | J165 35'Cd/200-208V/3Ph/cCSAus | J165 35'Cd/200-208V/3Ph/cCSAus/UL | https://www.zoellerpumps.com/en-us/products/sump-effluent-pumps/commercial/160-series | EA | 2080 |  | 53514031992 | 4 Weeks | 87 | LB | 21.25 | 11.75 | 14.75 | 1 Year | YES
165-0029 | D165 35'Cd/230V/1Ph/cCSAus | D165 35'Cd/230V/1Ph/cCSAus/UL | https://www.zoellerpumps.com/en-us/products/sump-effluent-pumps/commercial/160-series | EA | 2130 |  | 53514039547 | 4 Weeks | 88 | LB | 21.25 | 11.75 | 14.75 | 1 Year | YES
165-0030 | BE165 230V/1Ph/Pb20'/cCSAus/(165-0004) | BE165 230V/1Ph/Pb20'/cCSAus/UL/(165-0004) | https://www.zoellerpumps.com/en-us/products/sump-effluent-pumps/commercial/160-series | EA | 1990 |  | 53514041786 | 4 Weeks | 84 | LB | 21.25 | 11.75 | 14.75 | 2 Year | YES
165-0031 | G165 50'Cd/460V/3Ph/cCSAus | G165 50'Cd/460V/3Ph/cCSAus/UL | https://www.zoellerpumps.com/en-us/products/sump-effluent-pumps/commercial/160-series | EA | 2100 |  | 53514044503 | 4 Weeks | 91 | LB | 21.25 | 11.75 | 14.75 | 1 Year | YES
165-0033 | F165 35'Cd/230V/3Ph/cCSAus | F165 35'Cd/230V/3Ph/cCSAus/UL | https://www.zoellerpumps.com/en-us/products/sump-effluent-pumps/commercial/160-series | EA | 2050 |  | 53514054007 | 4 Weeks | 91 | LB | 21.25 | 11.75 | 14.75 | 1 Year | YES
165-0039 | EX165 230V/1Ph/Ex Pr | EX165 230V/1Ph/Ex Pr/FM/CSA | https://www.zoellerpumps.com/en-us/products/sump-effluent-pumps/commercial/160-series | EA | 3840 |  | 53514107970 | 6 Weeks | 117 | LB | 32 | 12 | 15 | 1 Year | NO
165-0040 | JX165 200-208V/3Ph/Ex Pr | JX165 200-208V/3Ph/Ex Pr/FM/CSA | https://www.zoellerpumps.com/en-us/products/sump-effluent-pumps/commercial/160-series | EA | 4080 |  | 53514107987 | 6 Weeks | 117 | LB | 32 | 12 | 15 | 1 Year | NO
165-0041 | FX165 230V/3Ph/Ex Pr | FX165 230V/3Ph/Ex Pr/FM/CSA | https://www.zoellerpumps.com/en-us/products/sump-effluent-pumps/commercial/160-series | EA | 4080 |  | 53514107994 | 6 Weeks | 117 | LB | 32 | 12 | 15 | 1 Year | NO
165-0042 | GX165 460V/3Ph/Ex Pr | GX165 460V/3Ph/Ex Pr/FM/CSA | https://www.zoellerpumps.com/en-us/products/sump-effluent-pumps/commercial/160-series | EA | 4080 |  | 53514108007 | 6 Weeks | 117 | LB | 32 | 12 | 15 | 1 Year | NO
165-0044 | IX165 200-208V/1Ph/Ex Pr | IX165 200-208V/1Ph/Ex Pr/FM/CSA | https://www.zoellerpumps.com/en-us/products/sump-effluent-pumps/commercial/160-series | EA | 3770 |  | 53514108045 | 6 Weeks | 117 | LB | 32 | 12 | 15 | 1 Year | NO
165-0046 | G165 25'Cd/460V/3Ph/cCSAus | G165 25'Cd/460V/3Ph/cCSAus/UL | https://www.zoellerpumps.com/en-us/products/sump-effluent-pumps/commercial/160-series | EA | 2090 |  | 53514114336 | 4 Weeks | 87 | LB | 21.25 | 11.75 | 14.75 | 1 Year | YES
165-0048 | EX165 50'Cd/230V/1Ph/Ex Pr | EX165 50'Cd/230V/1Ph/Ex Pr/FM/CSA | https://www.zoellerpumps.com/en-us/products/sump-effluent-pumps/commercial/160-series | EA | 4120 |  | 53514153465 | 6 Weeks | 117 | LB | 32 | 12 | 15 | 1 Year | NO
165-0050 | H165 25'Cd/200-208V/1Ph/cCSAus | H165 25'Cd/200-208V/1Ph/cCSAus | https://www.zoellerpumps.com/en-us/products/sump-effluent-pumps/commercial/160-series | EA | 2030 |  | 53514172749 | 4 Weeks | 84 | LB | 21.25 | 11.75 | 14.75 | 1 Year | YES
165-0053 | GX165 50'Cd/460V/3Ph/Ex Pr | GX165 50'Cd/460V/3Ph/Ex Pr/FM/CSA | https://www.zoellerpumps.com/en-us/products/sump-effluent-pumps/commercial/160-series | EA | 4420 |  | 53514177560 | 6 Weeks | 117 | LB | 32 | 12 | 15 | 1 Year | NO
165-0056 | D165 50'Cd/230V/1Ph/cCSAus | D165 50'Cd/230V/1Ph/cCSAus/UL | https://www.zoellerpumps.com/en-us/products/sump-effluent-pumps/commercial/160-series | EA | 2180 |  | 53514201784 | 4 Weeks | 91 | LB | 21.25 | 11.75 | 14.75 | 1 Year | YES
165-0057 | DX165 230V/1Ph/Ex Pr | DX165 230V/1Ph/Ex Pr/FM/CSA | https://www.zoellerpumps.com/en-us/products/sump-effluent-pumps/commercial/160-series | EA | 4690 |  | 53514236267 | 6 Weeks | 124 | LB | 32 | 12 | 15 | 1 Year | NO
165-0058 | HX165 200-208V/1Ph/Ex Pr | HX165 200-208V/1Ph/Ex Pr/FM/CSA | https://www.zoellerpumps.com/en-us/products/sump-effluent-pumps/commercial/160-series | EA | 4740 |  | 53514236281 | 6 Weeks | 124 | LB | 32 | 12 | 15 | 1 Year | NO
165-0061 | J165 50'Cd/200-208V/3Ph/cCSAus | J165 50'Cd/200-208V/3Ph/cCSAus/UL | https://www.zoellerpumps.com/en-us/products/sump-effluent-pumps/commercial/160-series | EA | 2130 |  | 53514240288 | 4 Weeks | 84 | LB | 21.25 | 11.75 | 14.75 | 1 Year | YES
165-0064 | I165 50' Cord/200-208V/1Ph/cCSAus | I165 50' Cord/200-208V/1Ph/cCSAus | https://www.zoellerpumps.com/en-us/products/sump-effluent-pumps/commercial/160-series | EA | 1960 |  | 53514263218 | 4 Weeks | 84 | LB | 21.25 | 11.75 | 14.75 | 1 Year | YES
165-0065 | DX165 50'Cd/230V/1Ph/Ex Pr | DX165 50'Cd/230V/1Ph/Ex Pr/FM/CSA | https://www.zoellerpumps.com/en-us/products/sump-effluent-pumps/commercial/160-series | EA | 4870 |  | 53514292232 | 6 Weeks | 126 | LB | 32 | 12 | 15 | 1 Year | NO
165-0066 | EX165 35'Cd/230V/1Ph/Ex Pr | EX165 35'Cd/230V/1Ph/Ex Pr/FM/CSA | https://www.zoellerpumps.com/en-us/products/sump-effluent-pumps/commercial/160-series | EA | 4070 |  | 53514305192 | 6 Weeks | 119 | LB | 32 | 12 | 15 | 1 Year | NO
165-0072 | FX165 35'Cd/230V/3Ph/Ex Pr | FX165 35'Cd/230V/3Ph/Ex Pr/FM/CSA | https://www.zoellerpumps.com/en-us/products/sump-effluent-pumps/commercial/160-series | EA | 4240 |  | 53514332440 | 6 Weeks | 118 | LB | 32 | 12 | 15 | 1 Year | NO
165-0074 | IX165 50'Cd/200-208V/1Ph/Ex Pr | IX165 50'Cd/200-208V/1Ph/Ex Pr/FM/CSA | https://www.zoellerpumps.com/en-us/products/sump-effluent-pumps/commercial/160-series | EA | 4050 |  | 53514358303 | 6 Weeks | 117 | LB | 32 | 12 | 15 | 1 Year | NO
165-0075 | D165 25'Cd/230V/1Ph/cCSAus | D165 25'Cd/230V/1Ph/cCSAus/UL | https://www.zoellerpumps.com/en-us/products/sump-effluent-pumps/commercial/160-series | EA | 2060 |  | 53514362607 | 4 Weeks | 83 | LB | 21.25 | 11.75 | 14.75 | 1 Year | YES
165-0076 | GX165 35'Cd/460V/3Ph/Ex Pr | GX165 35'Cd/460V/3Ph/Ex Pr/FM/CSA | https://www.zoellerpumps.com/en-us/products/sump-effluent-pumps/commercial/160-series | EA | 4240 |  | 53514367817 | 6 Weeks | 117 | LB | 32 | 12 | 15 | 1 Year | NO
165-0077 | JX165 50'Cd/200-208V/3Ph/Ex Pr | JX165 50'Cd/200-208V/3Ph/Ex Pr/FM/CSA | https://www.zoellerpumps.com/en-us/products/sump-effluent-pumps/commercial/160-series | EA | 4380 |  | 53514372439 | 6 Weeks | 117 | LB | 32 | 12 | 15 | 1 Year | NO
165-0079 | I165 35' Cord/200-208V/1Ph/cCSAus | I165 35' Cord/200-208V/1Ph/cCSAus | https://www.zoellerpumps.com/en-us/products/sump-effluent-pumps/commercial/160-series | EA | 1920 |  | 53514376048 | 4 Weeks | 82 | LB | 21.25 | 11.75 | 14.75 | 1 Year | YES
170-0022 | Valve Asm,Bull Run |  |  | EA | 260 |  | 53514080167 | 5 Weeks | 3 | LB | 8.5 | 7.5 | 0 | 1 Year | NO
170-0044 | Key,Actuator 28" Long |  |  | EA | 50 |  | 53514087920 | 4 Weeks | 2 | LB | 29 | 1 | 0 | 1 Year | NO
170-0045 | Key,Actuator 36" Long |  |  | EA | 55 |  | 53514087937 | 4 Weeks | 3 | LB | 37 | 1 | 0 | 1 Year | NO
170-0046 | Key,Actuator 48" Long |  |  | EA | 72 |  | 53514087944 | 4 Weeks | 4 | LB | 49 | 1 | 0 | 1 Year | NO
170-0048 | Valve Asm,Jandy 3-Port |  |  | EA | 250 |  | 53514091224 | 5 Weeks | 2 | LB | 7 | 5.25 | 0 | 1 Year | NO
170-0049 | Valve Asm,Jandy 2-Port |  |  | EA | 230 |  | 53514091231 | 5 Weeks | 2 | LB | 7 | 5.25 | 0 | 1 Year | NO
17-0005 | Conversion Kit,2" To 3" V Or D | Conversion Kit,2" To 3" V Or D | https://www.zoellerpumps.com/en-us/products/package-systems/basins | EA | 57 |  | 53514015503 | 5 Weeks | 0.5 | LB | 7 | 5.25 | 0 | 1 Year | NO
170-0050 | Actuator, Valve 24V |  |  | EA | 690 |  | 53514091248 | 5 Weeks | 4 | LB | 7 | 5.25 | 0 | 1 Year | NO
170-0055 | Float Tree,Asm-3 Float |  |  | EA | 470 |  | 53514091811 | 5 Weeks | 2 | LB | 38 | 4.75 | 0 | 1 Year | NO
170-0056 | Float Tree,Asm-4 Float |  |  | EA | 590 |  | 53514091828 | 5 Weeks | 2 | LB | 38 | 4.75 | 0 | 1 Year | NO
170-0057 | Float Tree,Asm-2 Float |  |  | EA | 370 |  | 53514091835 | 5 Weeks | 2 | LB | 38 | 4.75 | 0 | 1 Year | NO
170-0060 | Float Tree,Asm-Dbl Piggyback/115V |  |  | EA | 470 |  | 53514094447 | 5 Weeks | 2 | LB | 38 | 4.75 | 0 | 1 Year | NO
170-0061 | Float Tree,Asm-Dbl Piggyback/230V |  |  | EA | 470 |  | 53514094454 | 5 Weeks | 2 | LB | 38 | 4.75 | 0 | 1 Year | NO
170-0064 | Valve Asm,K Rain 4402/1.25"Inlet/2 Outlet Oper |  |  | EA | 230 |  | 53514106638 | 5 Weeks | 4 | LB | 7 | 5.25 | 0 | 1 Year | NO
170-0065 | Valve Asm,K Rain 4403/1.25"Inlet/3 Outlet Oper |  |  | EA | 230 |  | 53514106645 | 5 Weeks | 4 | LB | 7 | 5.25 | 0 | 1 Year | NO
170-0066 | Valve Asm,K Rain 4404/1.25"Inlet/4 Outlet Oper |  |  | EA | 230 |  | 53514105532 | 5 Weeks | 4 | LB | 7 | 5.25 | 0 | 1 Year | NO
170-0067 | Valve Asm,K Rain 4605/1.25"Inlet/5 Outlet Oper |  |  | EA | 210 |  | 53514106652 | 5 Weeks | 4 | LB | 7 | 5.25 | 0 | 1 Year | NO
170-0068 | Valve Asm,K Rain 4606/1.25"Inlet/6 Outlet Oper |  |  | EA | 210 |  | 53514106669 | 5 Weeks | 4 | LB | 7 | 5.25 | 0 | 1 Year | NO
170-0069 | Valve Asm,K Rain 6402/1.5"Inlet/2 Outlet Oper |  |  | EA | 460 |  | 53514106676 | 5 Weeks | 8 | LB | 7 | 5.25 | 0 | 1 Year | NO
17-0007 | Conversion Kit,3" To 2" Vent Or Discharge/Flange/Slip/Bolt-On | Conversion Kit,3" To 2" Vent Or Discharge/Flange/Slip/Bolt-On | https://www.zoellerpumps.com/en-us/products/package-systems/basins | EA | 45 |  | 53514015527 | 5 Weeks | 0.5 | LB | 7 | 5.25 | 0 | 1 Year | NO
170-0070 | Valve Asm,K Rain 6403/1.5"Inlet/3 Outlet Oper |  |  | EA | 460 |  | 53514106683 | 5 Weeks | 8 | LB | 8 | 7.5 | 0 | 1 Year | NO
170-0071 | Valve Asm,K Rain 6404/1.5"Inlet/4 Outlet Oper |  |  | EA | 460 |  | 53514106690 | 5 Weeks | 8 | LB | 8 | 7.5 | 0 | 1 Year | NO
170-0072 | Valve Asm,K Rain 6605/1.5"Inlet/5 Outlet Oper |  |  | EA | 460 |  | 53514106706 | 5 Weeks | 8 | LB | 8 | 7.5 | 0 | 1 Year | NO
170-0073 | Valve Asm,K Rain 6606/1.5"Inlet/6 Outlet Oper |  |  | EA | 450 |  | 53514106713 | 5 Weeks | 8 | LB | 8 | 7.5 | 0 | 1 Year | NO
170-0074 | Valve,K-Rain Pipe Kit/"4000" 2-4 Zone |  |  | EA | 71 |  | 53514108281 | 5 Weeks | 1 | LB | 8 | 7.5 | 0 | 1 Year | NO
170-0075 | Valve,K-Rain Pipe Kit/"4000" 5-6 Zone |  |  | EA | 85 |  | 53514108298 | 5 Weeks | 1 | LB | 8 | 7.5 | 0 | 1 Year | NO
170-0078 | Filter,WW Residential |  |  | EA | 60 |  | 53514112578 | 7 Weeks | 2 | LB | 30 | 4.5 | 0 | 10 Year | NO
170-0079 | Filter,WW Res/(10 Pack) |  |  | EA | 390 |  | 53514113612 | 7 Weeks | 16 | LB | 25 | 12.75 | 0 | 10 Year | NO
170-0082 | Discharge Asm,Flexible/1.25"Pvc/HH Step/Sch 40 |  |  | EA | 420 |  | 53514119614 | 5 Weeks | 4 | LB | 8 | 7.5 | 0 | 1 Year | NO
170-0083 | Discharge Asm,Flexible/1.25"Pvc/Step/Sch 40 |  |  | EA | 380 |  | 53514119638 | 5 Weeks | 4 | LB | 8 | 7.5 | 0 | 1 Year | NO
170-0084 | Discharge Asm,Flexible/1.25"Pvc/Chk/Step/Sch 40 |  |  | EA | 350 |  | 53514119645 | 5 Weeks | 4 | LB | 8 | 7.5 | 0 | 1 Year | NO
170-0144 | Filter,WW W-Sanitary Tee/Single Pack |  |  | EA | 127 |  | 53514122973 | 7 Weeks | 3.5 | LB | 25 | 5 | 0 | 10 Year | NO
170-0145 | Filter,WW/W-Sanitary Tee/10-Pack |  |  | EA | 1140 |  | 53514122980 | 6 Weeks | 28.5 | LB | 31 | 10.5 | 0 | 10 Year | NO
170-0148 | Discharge,Asm/1.25"Pvc/HH Step/Sch 80 |  |  | EA | 540 |  | 53514127602 | 4 Weeks | 5 | LB | 8 | 7.5 | 0 | 1 Year | NO
170-0149 | Valve Asm,Jandy 3-Port 1.5"Id X 2" OD |  |  | EA | 240 |  | 53514130510 | 4 Weeks | 2 | LB | 7 | 5.25 | 0 | 1 Year | NO
170-0150 | Valve Asm,Jandy 2-Port 1.5" Id X 2" OD |  |  | EA | 220 |  | 53514130527 | 4 Weeks | 2 | LB | 7 | 5.25 | 0 | 1 Year | NO
170-0177 | Asm,Extension Kit For 5041 Step/3'Length/2" Disc/Simplex |  |  | EA | 300 |  | 53514195694 | 4 Weeks | 6.88 | LB | 15.25 | 15 | 0 | 1 Year | NO
170-0181 | Discharge Asm,1" Pvc/HH Step/Sch 40 |  |  | EA | 390 |  | 53514203436 | 4 Weeks | 4 | LB | 8 | 7.5 | 0 | 1 Year | NO
170-0182 | Discharge Asm,1.25" Pvc/HH Step/Sch 40 |  |  | EA | 400 |  | 53514203511 | 5 Weeks | 3.2 | LB | 8 | 7.5 | 0 | 1 Year | NO
170-0183 | Discharge Asm,2"Pvc/HH Step/Sch 40 |  |  | EA | 620 |  | 53514203528 | 5 Weeks | 9.5 | LB | 8 | 7.5 | 0 | 1 Year | NO
170-0184 | Discharge Asm,1.25"Pvc/HH Step/96"Tank/Sch 40 |  |  | EA | 430 |  | 53514203535 | 5 Weeks | 8 | LB | 8 | 7.5 | 0 | 1 Year | NO
170-0185 | Discharge Asm,2"Pvc/HH Step/96"Tank/Sch 40 |  |  | EA | 670 |  | 53514203542 | 5 Weeks | 9 | LB | 8 | 7.5 | 0 | 1 Year | NO
170-0186 | Discharge Asm,1.25"Pvc/HH Step/120"Tank/Sch 40 |  |  | EA | 490 |  | 53514203559 | 5 Weeks | 10 | LB | 8 | 7.5 | 0 | 1 Year | NO
170-0187 | Discharge Asm,2"Pvc/HH Step/120"Tank/Sch 40 |  |  | EA | 750 |  | 53514203566 | 5 Weeks | 11 | LB | 8 | 7.5 | 0 | 1 Year | NO
170-0195 | Discharge Asm,2"Pvc/HH Step Turbine/Dual Discharge/Sch 40 |  |  | EA | 1060 |  | 53514245542 | 5 Weeks | 13 | LB | 5.5 | 10 | 0 | 1 Year | NO
170-0197 | Discharge Asm,1.25"Pvc/HH Step Turbine/Dual Discharge/Sch 40 |  |  | EA | 860 |  | 53514255367 | 5 Weeks | 12 | LB | 5.5 | 10 | 0 | 1 Year | NO
170-0206 | Asm,Extension Kit For 5041 Step/3'Length/2" Disc/Duplex |  |  | EA | 440 |  | 53514300739 | 5 Weeks | 8.38 | LB | 15 | 15.25 | 0 | 1 Year | NO
170-0217 | Discharge Asm,Flexible/1.25"Pvc/72"HH Step/Sch 40 |  |  | EA | 280 |  | 53514485115 | 5 Weeks | 4 | LB | 8 | 7.5 | 0 | 1 Year | NO
17-0074 | Cover,D-36"Dia/3V3D/10'T/Insp & Access | Cover,D-36"Dia/3V3D/10'T/Insp & Access | https://www.zoellerpumps.com/en-us/products/package-systems/basins | EA | 1800 |  | 53514016104 | 3 Weeks | 100 | LB | 1 | 40 | 40 | 1 Year | NO
17-0080 | Cover,S-18"Dia/2V2D/10'T/For Fg & Poly Basin | Cover,S-18"Dia/2V2D/10'T/For Fg & Poly Basin | https://www.zoellerpumps.com/en-us/products/package-systems/basins | EA | 180 |  | 53514025427 | 4 Weeks | 17 | LB | 1 | 22 | 22 | 1 Year | NO
17-0131 | Cover,S-18"Dia/3V1.5D/For Radon Basin | Cover,S-18"Dia/3V1.5D/For Radon Basin | https://www.zoellerpumps.com/en-us/products/package-systems/basins | EA | 126 |  | 53514038465 | 4 Weeks | 9 | LB | 1 | 22 | 22 | 1 Year | NO
17-0135 | Cover,S-P 18"Dia(Economy)(For Pedestal Pump) | Cover,S-P 18"Dia(Economy)(For Pedestal Pump) | https://www.zoellerpumps.com/en-us/products/package-systems/basins | EA | 60 |  | 53514040130 | 4 Weeks | 1 | LB | 1 | 22 | 22 | 1 Year | NO
17-0149 | Cover,Blank-36"Dia. Fg/W-Hardware Pak | Cover,Blank-36"Dia. Fg/W-Hardware Pak | https://www.zoellerpumps.com/en-us/products/package-systems/basins | EA | 468 |  | 53514046071 | 3 Weeks | 40 | LB | 1 | 40 | 40 | 1 Year | NO
17-0181 | Cover,S-P 18"Dia/0V2D | Cover,S-P 18"Dia/0V2D | https://www.zoellerpumps.com/en-us/products/package-systems/basins | EA | 99 |  | 53514062392 | 4 Weeks | 5 | LB | 1 | 22 | 22 | 1 Year | NO
17-0190 | Cover,Split-S/18"Dia/2V2D | Cover,Split-S/18"Dia/2V2D | https://www.zoellerpumps.com/en-us/products/package-systems/basins | EA | 119 |  | 53514065225 | 4 Weeks | 9 | LB | 1 | 22 | 22 | 1 Year | NO
17-0275 | Cover,24"Dia/Septic Tank Riser | Cover,24"Dia/Septic Tank Riser | https://www.zoellerpumps.com/en-us/products/package-systems/basins | EA | 240 |  | 53514092528 | 3 Weeks | 16 | LB | 1 | 28 | 28 | 1 Year | NO
17-0276 | Cover,S-18"Dia/2V2D/14Ga | Cover,S-18"Dia/2V2D/14Ga | https://www.zoellerpumps.com/en-us/products/package-systems/basins | EA | 75 |  | 53514095611 | 4 Weeks | 8 | LB | 1 | 22 | 22 | 1 Year | NO
17-0294 | Cover,S-P 18"Dia/0V1.5D | Cover,S-P 18"Dia/0V1.5D | https://www.zoellerpumps.com/en-us/products/package-systems/basins | EA | 85 |  | 53514097738 | 4 Weeks | 5 | LB | 1 | 22 | 22 | 1 Year | NO
17-0337 | Cover,Blank-24"Dia/Molded Fg/W-Hardware Pak | Cover,Blank-24"Dia/Molded Fg/W-Hardware Pak | https://www.zoellerpumps.com/en-us/products/package-systems/basins | EA | 410 |  | 53514113346 | 3 Weeks | 15 | LB | 1 | 28 | 28 | 1 Year | NO
17-0342 | Cover,30"Dia/Septic Tank Riser | Cover,30"Dia/Septic Tank Riser | https://www.zoellerpumps.com/en-us/products/package-systems/basins | EA | 360 |  | 53514112684 | 3 Weeks | 24 | LB | 1 | 34 | 34 | 1 Year | NO
17-0411 | Cover,S-18"Dia/PSF/2&3V-2D/Economy Basin | Cover,S-18"Dia/PSF/2&3V-2D/Economy Basin | https://www.zoellerpumps.com/en-us/products/package-systems/basins | EA | 101 |  | 53514134167 | 4 Weeks | 8 | LB | 1 | 22 | 22 | 1 Year | NO
17-0418 | Cover,S-18"Dia/2V2D/PSF | Cover,S-18"Dia/2V2D/PSF | https://www.zoellerpumps.com/en-us/products/package-systems/basins | EA | 139 |  | 53514136666 | 5 Weeks | 8 | LB | 1 | 22 | 22 | 1 Year | NO
17-0419 | Cover,Split S-18"Dia/2V2D/PSF | Cover,Split S-18"Dia/2V2D/PSF | https://www.zoellerpumps.com/en-us/products/package-systems/basins | EA | 101 |  | 53514136932 | 4 Weeks | 8 | LB | 1 | 22 | 22 | 1 Year | NO
17-0420 | Cover,Split S-18"Dia/3V3D/PSF |  |  | EA | 110 |  | 53514136949 | 5 Weeks | 8 | LB | 8 | 0 | 0 | 5 Year | NO
17-0421 | Cover,Split S-18"Dia/3V2D/PSF |  |  | EA | 104 |  | 53514136956 | 5 Weeks | 8 | LB | 1 | 22 | 22 | 1 Year | NO
17-0441 | Cover,Blank-18"Dia/PSF | Cover,Blank-18"Dia/PSF | https://www.zoellerpumps.com/en-us/products/package-systems/basins | EA | 82 |  | 53514144678 | 4 Weeks | 8 | LB | 1 | 22 | 22 | 1 Year | NO
17-0693 | Cover,Blank-48"Dia. Fg/Non Skid/Zoeller Logo/W-Hardware pak |  |  | EA | 1520 |  | 53514235802 | 3 Weeks | 82 | LB | 2 | 54 | 54 | 1 Year | NO
172-0003 | Riser Asm,Septic Tank/24"Dia X 1' Lg |  |  | EA | 620 |  | 53514082635 | 5 Weeks | 36 | LB | 13 | 28 | 0 | 1 Year | NO
172-0009 | Riser Asm,Septic Tank/24"Dia X 7' Lg |  |  | EA | 1760 |  | 53514082734 | 5 Weeks | 163 | LB | 85 | 28 | 0 | 1 Year | NO
172-0018 | Riser Asm,Septic Tank/24"Dia X 8" Lg |  |  | EA | 550 |  | 53514084417 | 5 Weeks | 31 | LB | 97 | 28 | 0 | 1 Year | NO
172-0019 | Adhesive,Septic Tank Riser |  |  | EA | 350 |  | 53514084479 | 5 Weeks | 1 | LB | 10 | 5 | 0 | 1 Year | NO
172-0020 | Lockable Latch For 24" Dia Riser |  |  | EA | 50 |  | 53514094768 | 5 Weeks | 2 | LB | 10 | 5 | 0 | 1 Year | NO
172-0028 | Riser Asm,Septic Tank/30"Dia X 8" Lg |  |  | EA | 655 |  | 53514113032 | 5 Weeks | 47 | LB | 9 | 34 | 0 | 1 Year | NO
172-0029 | Riser Asm,Septic Tank/30"Dia X 1' Lg |  |  | EA | 1320 |  | 53514113049 | 5 Weeks | 53 | LB | 13 | 34 | 0 | 1 Year | NO
172-0030 | Riser Asm,Septic Tank/30"Dia X 2'Lg |  |  | EA | 1310 |  | 53514113056 | 5 Weeks | 79 | LB | 25 | 34 | 0 | 1 Year | NO
172-0031 | Riser Asm,Septic Tank/30"Dia X 3'Lg |  |  | EA | 1850 |  | 53514113063 | 5 Weeks | 105 | LB | 37 | 34 | 0 | 1 Year | NO
172-0032 | Riser Asm,Septic Tank/30"Dia X 4'Lg |  |  | EA | 2410 |  | 53514113070 | 5 Weeks | 131 | LB | 49 | 34 | 0 | 1 Year | NO
172-0033 | Riser Asm,Septic Tank/30"Dia X 5'Lg |  |  | EA | 5080 |  | 53514113087 | 5 Weeks | 157 | LB | 61 | 34 | 0 | 1 Year | NO
172-0034 | Riser Asm,Septic Tank/30"Dia X 6'Lg |  |  | EA | 6030 |  | 53514113094 | 5 Weeks | 183 | LB | 73 | 34 | 0 | 1 Year | NO
172-0035 | Riser Asm,Septic Tank/30"Dia X 7'Lg |  |  | EA | 6970 |  | 53514113100 | 5 Weeks | 209 | LB | 85 | 34 | 0 | 1 Year | NO
172-0044 | Riser Asm,Septic Tank/24"Dia X 18" Lg. |  |  | EA | 800 |  | 53514124373 | 5 Weeks | 47 | LB | 19 | 28 | 0 | 1 Year | NO
172-0045 | Riser Asm,Septic Tank/30"Dia. X 18"Lg |  |  | EA | 1030 |  | 53514124380 | 5 Weeks | 66 | LB | 19 | 34 | 0 | 1 Year | NO
172-0047 | Kit,Riser Bolt Down/24" |  |  | EA | 180 |  | 53514143688 | 5 Weeks | 2 | LB | 12 | 3.5 | 0 | 1 Year | NO
172-0048 | Ring,Riser Seal 24" |  |  | EA | 210 |  | 53514146146 | 5 Weeks | 5 | LB | 2.5 | 34 | 0 | 1 Year | NO
172-0049 | Ring,Riser Seal 30" |  |  | EA | 220 |  | 53514146153 | 5 Weeks | 5 | LB | 2.5 | 36 | 0 | 1 Year | NO
172-0056 | Lockable Latch For 30" Riser |  |  | EA | 48 |  | 53514153632 | 5 Weeks | 2 | LB | 10 | 5 | 0 | 1 Year | NO
172-0057 | Kit,Riser Bolt Down/30" |  |  | EA | 210 |  | 53514160159 | 5 Weeks | 4 | LB | 12 | 3.5 | 0 | 1 Year | NO
173-0001 | Splitter Sys,Tru-Flow On-Site Distribution Sys |  |  | EA | 310 |  | 53514112165 | 7 Weeks | 14 | LB | 17.5 | 13.5 | 0 | 10 Year | NO
173-0003 | Splitter Sys,Tru-Flow/80-20 Split/Distribution System |  |  | EA | 340 |  | 53514130978 | 5 Weeks | 11 | LB | 17.5 | 13.5 | 0 | 10 Year | NO
173-0005 | Seal,D-Box For 1.5" Thru4" Dia Pipe(5-Per) |  |  | EA | 40 |  | 53514119102 | 5 Weeks | 1 | LB | 5.75 | 5.25 | 0 | 1 Year | NO
173-0007 | Riser Asm,Splitter Sys/6" X 36" |  |  | EA | 430 |  | 53514148829 | 5 Weeks | 6 | LB | 7 | 38 | 0 | 1 Year | NO
185-0003 | D185 230V/1Ph/cCSAus | D185 230V/1Ph/cCSAus/UL | https://www.zoellerpumps.com/en-us/products/sump-effluent-pumps/commercial/180-190-series | EA | 2000 |  | 53514016173 | 3 Weeks | 86 | LB | 21.25 | 11.75 | 14.75 | 1 Year | YES
185-0004 | E185 230V/1Ph/cCSAus | E185 230V/1Ph/cCSAus/UL | https://www.zoellerpumps.com/en-us/products/sump-effluent-pumps/commercial/180-190-series | EA | 1616 |  | 53514016180 | 4 Weeks | 85 | LB | 21.25 | 11.75 | 14.75 | 1 Year | YES
185-0005 | G185 460V/3Ph/cCSAus | G185 460V/3Ph/cCSAus/UL | https://www.zoellerpumps.com/en-us/products/sump-effluent-pumps/commercial/180-190-series | EA | 1950 |  | 53514016197 | 4 Weeks | 85 | LB | 21.25 | 11.75 | 14.75 | 1 Year | YES
185-0006 | F185 230V/3Ph/cCSAus | F185 230V/3Ph/cCSAus/UL | https://www.zoellerpumps.com/en-us/products/sump-effluent-pumps/commercial/180-190-series | EA | 1950 |  | 53514016203 | 4 Weeks | 85 | LB | 21.25 | 11.75 | 14.75 | 1 Year | YES
185-0007 | I185 200-208V/1Ph/cCSAus | I185 200-208V/1Ph/cCSAus | https://www.zoellerpumps.com/en-us/products/sump-effluent-pumps/commercial/180-190-series | EA | 1800 |  | 53514016210 | 4 Weeks | 85 | LB | 21.25 | 11.75 | 14.75 | 1 Year | YES
185-0008 | J185 200-208V/3Ph/cCSAus | J185 200-208V/3Ph/cCSAus/UL | https://www.zoellerpumps.com/en-us/products/sump-effluent-pumps/commercial/180-190-series | EA | 1920 |  | 53514016227 | 4 Weeks | 85 | LB | 21.25 | 11.75 | 14.75 | 1 Year | YES
185-0010 | I185 35'Cd/200-208V/1Ph/cCSAus | I185 35'Cd/200-208V/1Ph/cCSAus | https://www.zoellerpumps.com/en-us/products/sump-effluent-pumps/commercial/180-190-series | EA | 1890 |  | 53514026752 | 4 Weeks | 90 | LB | 21.25 | 11.75 | 14.75 | 1 Year | YES
185-0011 | BA185 575V/3Ph/cCSAus | BA185 575V/3Ph/cCSAus | https://www.zoellerpumps.com/en-us/products/sump-effluent-pumps/commercial/180-190-series | EA | 2100 |  | 53514030612 | 6 Weeks | 85 | LB | 21.25 | 11.75 | 14.75 | 1 Year | YES
185-0012 | E185 230V/1Ph/Wo Plug/cCSAus | E185 230V/1Ph/Wo Plug/cCSAus | https://www.zoellerpumps.com/en-us/products/sump-effluent-pumps/commercial/180-190-series | EA | 1860 |  | 53514033323 | 4 Weeks | 85 | LB | 21.25 | 11.75 | 14.75 | 1 Year | YES
185-0013 | H185 200-208V/1Ph/cCSAus | H185 200-208V/1Ph/cCSAus | https://www.zoellerpumps.com/en-us/products/sump-effluent-pumps/commercial/180-190-series | EA | 1940 |  | 53514035273 | 4 Weeks | 86 | LB | 21.25 | 11.75 | 14.75 | 1 Year | YES
185-0014 | J185 50'Cd/200-208V/3Ph/cCSAus | J185 50'Cd/200-208V/3Ph/cCSAus/UL | https://www.zoellerpumps.com/en-us/products/sump-effluent-pumps/commercial/180-190-series | EA | 2040 |  | 53514038458 | 4 Weeks | 94 | LB | 21.25 | 11.75 | 14.75 | 1 Year | YES
185-0015 | BE185 230V/1Ph/Pb20'/cCSAus/(185-0004) | BE185 230V/1Ph/Pb20'/cCSAus/UL/(185-0004) | https://www.zoellerpumps.com/en-us/products/sump-effluent-pumps/commercial/180-190-series | EA | 1950 |  | 53514041496 | 4 Weeks | 87 | LB | 21.25 | 11.75 | 14.75 | 1 Year | YES
185-0017 | D185 50'Cd/230V/1Ph/cCSAus | D185 50'Cd/230V/1Ph/cCSAus/UL | https://www.zoellerpumps.com/en-us/products/sump-effluent-pumps/commercial/180-190-series | EA | 2150 |  | 53514056926 | 4 Weeks | 95 | LB | 21.25 | 11.75 | 14.75 | 1 Year | YES
185-0018 | D185 35'Cd/230V/1Ph/cCSAus | D185 35'Cd/230V/1Ph/cCSAus/UL | https://www.zoellerpumps.com/en-us/products/sump-effluent-pumps/commercial/180-190-series | EA | 2100 |  | 53514071936 | 4 Weeks | 91 | LB | 21.25 | 11.75 | 14.75 | 1 Year | YES
185-0023 | E185 25'Cd/230V/1Ph/cCSAus | E185 25'Cd/230V/1Ph/cCSAus/UL | https://www.zoellerpumps.com/en-us/products/sump-effluent-pumps/commercial/180-190-series | EA | 1920 |  | 53514099183 | 4 Weeks | 88 | LB | 21.25 | 11.75 | 14.75 | 1 Year | YES
185-0024 | IX185 200-208V/1Ph/Ex Pr | IX185 200-208V/1Ph/Ex Pr/FM/CSA | https://www.zoellerpumps.com/en-us/products/sump-effluent-pumps/commercial/180-190-series | EA | 3590 |  | 53514108021 | 6 Weeks | 119 | LB | 32 | 12 | 15 | 1 Year | NO
185-0025 | EX185 230V/1Ph/Ex Pr | EX185 230V/1Ph/Ex Pr/FM/CSA | https://www.zoellerpumps.com/en-us/products/sump-effluent-pumps/commercial/180-190-series | EA | 3800 |  | 53514108038 | 6 Weeks | 119 | LB | 32 | 12 | 15 | 1 Year | NO
185-0026 | JX185 200-208V/3Ph/Ex Pr | JX185 200-208V/3Ph/Ex Pr/FM/CSA | https://www.zoellerpumps.com/en-us/products/sump-effluent-pumps/commercial/180-190-series | EA | 4050 |  | 53514108052 | 6 Weeks | 119 | LB | 32 | 12 | 15 | 1 Year | NO
185-0027 | FX185 230V/3Ph/Ex Pr | FX185 230V/3Ph/Ex Pr/FM/CSA | https://www.zoellerpumps.com/en-us/products/sump-effluent-pumps/commercial/180-190-series | EA | 4050 |  | 53514108069 | 6 Weeks | 119 | LB | 32 | 12 | 15 | 1 Year | NO
185-0028 | GX185 460V/3Ph/Ex Pr | GX185 460V/3Ph/Ex Pr/FM/CSA | https://www.zoellerpumps.com/en-us/products/sump-effluent-pumps/commercial/180-190-series | EA | 4050 |  | 53514108076 | 6 Weeks | 119 | LB | 32 | 12 | 15 | 1 Year | NO
185-0030 | G185 50'Cd/460V/3Ph/cCSAus | G185 50'Cd/460V/3Ph/cCSAus/UL | https://www.zoellerpumps.com/en-us/products/sump-effluent-pumps/commercial/180-190-series | EA | 2070 |  | 53514120719 | 4 Weeks | 89 | LB | 21.25 | 11.75 | 14.75 | 1 Year | YES
185-0031 | E185 50'Cd/230V/1Ph/cCSAus | E185 50'Cd/230V/1Ph/cCSAus/UL | https://www.zoellerpumps.com/en-us/products/sump-effluent-pumps/commercial/180-190-series | EA | 2010 |  | 53514136505 | 4 Weeks | 88 | LB | 21.25 | 11.75 | 14.75 | 1 Year | YES
185-0032 | JX185 35'Cd/200V/3Ph/Ex Pr | JX185 35'Cd/200V/3Ph/Ex Pr/FM/CSA | https://www.zoellerpumps.com/en-us/products/sump-effluent-pumps/commercial/180-190-series | EA | 4200 |  | 53514137953 | 6 Weeks | 120 | LB | 32 | 12 | 15 | 1 Year | NO
185-0033 | GX185 35'Cd/460V/3Ph/Ex Pr | GX185 35'Cd/460V/3Ph/Ex Pr/FM/CSA | https://www.zoellerpumps.com/en-us/products/sump-effluent-pumps/commercial/180-190-series | EA | 4210 |  | 53514138516 | 6 Weeks | 120 | LB | 32 | 12 | 15 | 1 Year | NO
185-0035 | E185 35'Cd/230V/1Ph/cCSAus | E185 35'Cd/230V/1Ph/cCSAus/UL | https://www.zoellerpumps.com/en-us/products/sump-effluent-pumps/commercial/180-190-series | EA | 1960 |  | 53514162719 | 4 Weeks | 90 | LB | 21.25 | 11.75 | 14.75 | 1 Year | YES
185-0038 | F185 25'Cd/230V/3Ph/cCSAus | F185 25'Cd/230V/3Ph/cCSAus/UL | https://www.zoellerpumps.com/en-us/products/sump-effluent-pumps/commercial/180-190-series | EA | 2060 |  | 53514176822 | 4 Weeks | 87 | LB | 21.25 | 11.75 | 14.75 | 1 Year | YES
185-0039 | I185 50'Cd/200-208V/1Ph/cCSAus | I185 50'Cd/200-208V/1Ph/cCSAus | https://www.zoellerpumps.com/en-us/products/sump-effluent-pumps/commercial/180-190-series | EA | 1920 |  | 53514192877 | 4 Weeks | 88 | LB | 21.25 | 11.75 | 14.75 | 1 Year | YES
185-0040 | DX185 230V/1Ph/Ex Pr | DX185 230V/1Ph/Ex Pr/FM/CSA | https://www.zoellerpumps.com/en-us/products/sump-effluent-pumps/commercial/180-190-series | EA | 4660 |  | 53514236304 | 6 Weeks | 124 | LB | 32 | 12 | 15 | 1 Year | NO
185-0042 | IX185 35'Cd/200-208V/1Ph/Ex Pr | IX185 35'Cd/200-208V/1Ph/Ex Pr/FM/CSA | https://www.zoellerpumps.com/en-us/products/sump-effluent-pumps/commercial/180-190-series | EA | 3750 |  | 53514211332 | 6 Weeks | 123 | LB | 32 | 12 | 15 | 1 Year | NO
185-0045 | J185 25'Cd/200-208V/3Ph/cCSAus | J185 25'Cd/200-208V/3Ph/cCSAus/UL | https://www.zoellerpumps.com/en-us/products/sump-effluent-pumps/commercial/180-190-series | EA | 2020 |  | 53514257309 | 4 Weeks | 90 | LB | 21.25 | 11.75 | 14.75 | 1 Year | YES
185-0051 | JX185 50'Cd/200V/3Ph/Ex Pr | JX185 50'Cd/200V/3Ph/Ex Pr/FM/CSA | https://www.zoellerpumps.com/en-us/products/sump-effluent-pumps/commercial/180-190-series | EA | 4350 |  | 53514350291 | 6 Weeks | 121 | LB | 32 | 12 | 15 | 1 Year | NO
185-0054 | F185 50'Cd/230V/3Ph/cCSAus | F185 50'Cd/230V/3Ph/cCSAus/UL | https://www.zoellerpumps.com/en-us/products/sump-effluent-pumps/commercial/180-190-series | EA | 2080 |  | 53514369521 | 4 Weeks | 87 | LB | 21.25 | 11.75 | 14.75 | 1 Year | YES
185-0055 | F185 35'Cd/230V/3Ph/cCSAus | F185 35'Cd/230V/3Ph/cCSAus/UL | https://www.zoellerpumps.com/en-us/products/sump-effluent-pumps/commercial/180-190-series | EA | 2020 |  | 53514372637 | 4 Weeks | 87 | LB | 21.25 | 11.75 | 14.75 | 1 Year | YES
185-0056 | G185 35'Cd/460V/3Ph/cCSAus | G185 35'Cd/460V/3Ph/cCSAus/UL | https://www.zoellerpumps.com/en-us/products/sump-effluent-pumps/commercial/180-190-series | EA | 2020 |  | 53514407254 | 4 Weeks | 89 | LB | 21.25 | 11.75 | 14.75 | 1 Year | YES
185-0057 | HX185 50'Cd/200-208V/1Ph/Ex Pr | HX185 50'Cd/200-208V/1Ph/Ex Pr | https://www.zoellerpumps.com/en-us/products/sump-effluent-pumps/commercial/180-190-series | EA | 4870 |  | 53514464103 | 6 Weeks | 124 | LB | 32 | 12 | 15 | 1 Year | NO
186-0003 | D186 230V/1Ph/cCSAus | D186 230V/1Ph/cCSAus | https://www.zoellerpumps.com/en-us/products/sump-effluent-pumps/commercial/180-190-series | EA | 2190 |  | 53514026547 | 4 Weeks | 91 | LB | 21.25 | 11.75 | 14.75 | 1 Year | YES
186-0004 | E186 230V/1Ph/CSA | E186 230V/1Ph/CSA | https://www.zoellerpumps.com/en-us/products/sump-effluent-pumps/commercial/180-190-series | EA | 2030 |  | 53514026554 | 4 Weeks | 90 | LB | 21.25 | 11.75 | 14.75 | 1 Year | YES
186-0005 | F186 230V/3Ph/cCSAus | F186 230V/3Ph/cCSAus | https://www.zoellerpumps.com/en-us/products/sump-effluent-pumps/commercial/180-190-series | EA | 2200 |  | 53514026561 | 4 Weeks | 90 | LB | 21.25 | 11.75 | 14.75 | 1 Year | YES
186-0006 | G186 460V/3Ph/cCSAus | G186 460V/3Ph/cCSAus | https://www.zoellerpumps.com/en-us/products/sump-effluent-pumps/commercial/180-190-series | EA | 2200 |  | 53514026578 | 4 Weeks | 90 | LB | 21.25 | 11.75 | 14.75 | 1 Year | YES
186-0007 | H186 200-208V/1Ph/cCSAus | H186 200-208V/1Ph/cCSAus | https://www.zoellerpumps.com/en-us/products/sump-effluent-pumps/commercial/180-190-series | EA | 2160 |  | 53514026585 | 4 Weeks | 91 | LB | 21.25 | 11.75 | 14.75 | 1 Year | YES
186-0008 | I186 200-208V/1Ph/cCSAus | I186 200-208V/1Ph/cCSAus | https://www.zoellerpumps.com/en-us/products/sump-effluent-pumps/commercial/180-190-series | EA | 1990 |  | 53514026592 | 4 Weeks | 90 | LB | 21.25 | 11.75 | 14.75 | 1 Year | YES
186-0009 | J186 200-208V/3Ph/cCSAus | J186 200-208V/3Ph/cCSAus | https://www.zoellerpumps.com/en-us/products/sump-effluent-pumps/commercial/180-190-series | EA | 2210 |  | 53514026608 | 4 Weeks | 90 | LB | 21.25 | 11.75 | 14.75 | 1 Year | YES
186-0010 | BE186 230V/1Ph/Pb20'/CSA/(186-0004) | BE186 230V/1Ph/Pb20'/CSA/(186-0004) | https://www.zoellerpumps.com/en-us/products/sump-effluent-pumps/commercial/180-190-series | EA | 2220 |  | 53514041502 | 4 Weeks | 92 | LB | 21.25 | 11.75 | 14.75 | 1 Year | YES
186-0011 | D186 50'Cd/230V/1Ph/cCSAus | D186 50'Cd/230V/1Ph/cCSAus | https://www.zoellerpumps.com/en-us/products/sump-effluent-pumps/commercial/180-190-series | EA | 2330 |  | 53514057947 | 4 Weeks | 100 | LB | 21.25 | 11.75 | 14.75 | 1 Year | YES
186-0013 | IX186 200-208V/1Ph/Ex Pr | IX186 200-208V/1Ph/Ex Pr/FM/CSA | https://www.zoellerpumps.com/en-us/products/sump-effluent-pumps/commercial/180-190-series | EA | 3900 |  | 53514108090 | 6 Weeks | 126 | LB | 32 | 12 | 15 | 1 Year | NO
186-0014 | EX186 230V/1Ph/Ex Pr | EX186 230V/1Ph/Ex Pr/FM/CSA | https://www.zoellerpumps.com/en-us/products/sump-effluent-pumps/commercial/180-190-series | EA | 3960 |  | 53514108106 | 6 Weeks | 126 | LB | 32 | 12 | 15 | 1 Year | NO
186-0015 | JX186 200-208V/3Ph/Ex Pr | JX186 200-208V/3Ph/Ex Pr/FM/CSA | https://www.zoellerpumps.com/en-us/products/sump-effluent-pumps/commercial/180-190-series | EA | 4230 |  | 53514108113 | 6 Weeks | 126 | LB | 32 | 12 | 15 | 1 Year | NO
186-0016 | FX186 230V/3Ph/Ex Pr | FX186 230V/3Ph/Ex Pr/FM/CSA | https://www.zoellerpumps.com/en-us/products/sump-effluent-pumps/commercial/180-190-series | EA | 4320 |  | 53514108120 | 6 Weeks | 126 | LB | 32 | 12 | 15 | 1 Year | NO
186-0017 | GX186 460V/3Ph/Ex Pr | GX186 460V/3Ph/Ex Pr/FM/CSA | https://www.zoellerpumps.com/en-us/products/sump-effluent-pumps/commercial/180-190-series | EA | 4320 |  | 53514108137 | 4 Weeks | 126 | LB | 32 | 12 | 15 | 1 Year | NO
186-0018 | E186 50'Cd/230V/1Ph/CSA | E186 50'Cd/230V/1Ph/CSA | https://www.zoellerpumps.com/en-us/products/sump-effluent-pumps/commercial/180-190-series | EA | 2190 |  | 53514160692 | 4 Weeks | 92 | LB | 21.25 | 11.75 | 14.75 | 1 Year | YES
186-0020 | D186 35'Cd/230V/1Ph/cCSAus | D186 35'Cd/230V/1Ph/cCSAus | https://www.zoellerpumps.com/en-us/products/sump-effluent-pumps/commercial/180-190-series | EA | 2270 |  | 53514170721 | 4 Weeks | 98 | LB | 21.25 | 11.75 | 14.75 | 1 Year | YES
186-0021 | EX186 50'Cd/230V/1Ph/Ex Pr | EX186 50'Cd/230V/1Ph/Ex Pr/FM/CSA | https://www.zoellerpumps.com/en-us/products/sump-effluent-pumps/commercial/180-190-series | EA | 4240 |  | 53514175511 | 6 Weeks | 126 | LB | 32 | 12 | 15 | 1 Year | NO
186-0022 | G186 35'Cd/460V/3Ph/cCSAus | G186 35'Cd/460V/3Ph/cCSAus | https://www.zoellerpumps.com/en-us/products/sump-effluent-pumps/commercial/180-190-series | EA | 2270 |  | 53514179069 | 4 Weeks | 92 | LB | 21.25 | 11.75 | 14.75 | 1 Year | YES
186-0023 | DX186 230V/1Ph/Ex Pr | DX186 230V/1Ph/Ex Pr/FM/CSA | https://www.zoellerpumps.com/en-us/products/sump-effluent-pumps/commercial/180-190-series | EA | 4920 |  | 53514236366 | 6 Weeks | 128 | LB | 32 | 12 | 15 | 1 Year | NO
186-0027 | E186 35'Cd/230V/1Ph/CSA | E186 35'Cd/230V/1Ph/CSA | https://www.zoellerpumps.com/en-us/products/sump-effluent-pumps/commercial/180-190-series | EA | 2130 |  | 53514331153 | 4 Weeks | 91 | LB | 21.25 | 11.75 | 14.75 | 1 Year | YES
186-0028 | G186 25'Cd/460V/3Ph/cCSAus | G186 25'Cd/460V/3Ph/cCSAus | https://www.zoellerpumps.com/en-us/products/sump-effluent-pumps/commercial/180-190-series | EA | 2300 |  | 53514342227 | 4 Weeks | 91 | LB | 21.25 | 11.75 | 14.75 | 1 Year | YES
186-0029 | BA186 575V/3Ph/cCSAus | BA186 575V/3Ph/cCSAus | https://www.zoellerpumps.com/en-us/products/sump-effluent-pumps/commercial/180-190-series | EA | 2260 |  | 53514358204 | 6 Weeks | 90 | LB | 21.25 | 11.75 | 14 | 1 Year | YES
186-0030 | GX186 50'Cord/460V/3Ph/Ex Pr | GX186 50'Cord/460V/3Ph/Ex Pr/FM/CSA | https://www.zoellerpumps.com/en-us/products/sump-effluent-pumps/commercial/180-190-series | EA | 4620 |  | 53514359041 | 6 Weeks | 126 | LB | 32 | 12 | 15 | 1 Year | NO
186-0031 | J186 50'Cd/200-208V/3Ph/cCSAus | J186 50'Cd/200-208V/3Ph/cCSAus | https://www.zoellerpumps.com/en-us/products/sump-effluent-pumps/commercial/180-190-series | EA | 2320 |  | 53514370206 | 4 Weeks | 90 | LB | 21.25 | 11.75 | 14.75 | 1 Year | YES
186-0032 | G186 50'Cd/460V/3Ph/cCSAus | G186 50'Cd/460V/3Ph/cCSAus | https://www.zoellerpumps.com/en-us/products/sump-effluent-pumps/commercial/180-190-series | EA | 2320 |  | 53514370220 | 4 Weeks | 92 | LB | 21.25 | 11.75 | 14.75 | 1 Year | YES
186-0033 | E186 25'Cd/230V/1Ph/CSA | E186 25'Cd/230V/1Ph/CSA | https://www.zoellerpumps.com/en-us/products/sump-effluent-pumps/commercial/180-190-series | EA | 2100 |  | 53514372453 | 4 Weeks | 91 | LB | 21.25 | 11.75 | 14.75 | 1 Year | YES
186-0034 | I186 50'Cd/200-208V/1Ph/cCSAus | I186 50'Cd/200-208V/1Ph/cCSAus | https://www.zoellerpumps.com/en-us/products/sump-effluent-pumps/commercial/180-190-series | EA | 2150 |  | 53514438616 | 4 Weeks | 90 | LB | 21.25 | 11.75 | 14.75 | 1 Year | YES
186-0057 | F186 50'Cd/230V/3Ph/cCSAus | F186 50'Cd/230V/3Ph/cCSAus | https://www.zoellerpumps.com/en-us/products/sump-effluent-pumps/commercial/180-190-series | EA | 2320 |  | 53514339265 | 4 Weeks | 90 | LB | 21.25 | 11.75 | 14.75 | 1 Year | YES
188-0003 | D188 230V/1Ph/cCSAus | D188 230V/1Ph/cCSAus/UL | https://www.zoellerpumps.com/en-us/products/sump-effluent-pumps/commercial/180-190-series | EA | 2320 |  | 53514016241 | 4 Weeks | 91 | LB | 21.25 | 11.75 | 14.75 | 1 Year | YES
188-0004 | E188 230V/1Ph/CSA | E188 230V/1Ph/CSA | https://www.zoellerpumps.com/en-us/products/sump-effluent-pumps/commercial/180-190-series | EA | 1829 |  | 53514016258 | IN STOCK | 90 | LB | 21.25 | 11.75 | 14.75 | 1 Year | YES
188-0005 | F188 230V/3Ph/cCSAus | F188 230V/3Ph/cCSAus/UL | https://www.zoellerpumps.com/en-us/products/sump-effluent-pumps/commercial/180-190-series | EA | 2330 |  | 53514016265 | 4 Weeks | 90 | LB | 21.25 | 11.75 | 14.75 | 1 Year | YES
188-0006 | G188 460V/3Ph/cCSAus | G188 460V/3Ph/cCSAus/UL | https://www.zoellerpumps.com/en-us/products/sump-effluent-pumps/commercial/180-190-series | EA | 2330 |  | 53514016272 | 4 Weeks | 90 | LB | 21.25 | 11.75 | 14.75 | 1 Year | YES
188-0007 | I188 200-208V/1Ph/cCSAus | I188 200-208V/1Ph/cCSAus | https://www.zoellerpumps.com/en-us/products/sump-effluent-pumps/commercial/180-190-series | EA | 2130 |  | 53514016289 | 4 Weeks | 90 | LB | 21.25 | 11.75 | 14.75 | 1 Year | YES
188-0008 | J188 200-208V/3Ph/cCSAus | J188 200-208V/3Ph/cCSAus/UL | https://www.zoellerpumps.com/en-us/products/sump-effluent-pumps/commercial/180-190-series | EA | 2340 |  | 53514016296 | 4 Weeks | 90 | LB | 21.25 | 11.75 | 14.75 | 1 Year | YES
188-0010 | G188 35'Cd/460V/3Ph/cCSAus | G188 35'Cd/460V/3Ph/cCSAus/UL | https://www.zoellerpumps.com/en-us/products/sump-effluent-pumps/commercial/180-190-series | EA | 2400 |  | 53514016319 | 4 Weeks | 95 | LB | 21.25 | 11.75 | 14.75 | 1 Year | YES
188-0011 | D188 25'Cd/230V/1Ph/cCSAus | D188 25'Cd/230V/1Ph/cCSAus/UL | https://www.zoellerpumps.com/en-us/products/sump-effluent-pumps/commercial/180-190-series | EA | 2390 |  | 53514026226 | 4 Weeks | 93 | LB | 21.25 | 11.75 | 14.75 | 1 Year | YES
188-0014 | D188 50'Cd/230V/1Ph/cCSAus | D188 50'Cd/230V/1Ph/cCSAus/UL | https://www.zoellerpumps.com/en-us/products/sump-effluent-pumps/commercial/180-190-series | EA | 2480 |  | 53514030155 | 4 Weeks | 100 | LB | 21.25 | 11.75 | 14.75 | 1 Year | YES
188-0015 | BA188 575V/3Ph/cCSAus | BA188 575V/3Ph/cCSAus | https://www.zoellerpumps.com/en-us/products/sump-effluent-pumps/commercial/180-190-series | EA | 2390 |  | 53514030629 | 6 Weeks | 90 | LB | 21.25 | 11.75 | 14.75 | 1 Year | YES
188-0016 | F188 50'Cd/230V/3Ph/cCSAus | F188 50'Cd/230V/3Ph/cCSAus/UL | https://www.zoellerpumps.com/en-us/products/sump-effluent-pumps/commercial/180-190-series | EA | 2450 |  | 53514031978 | 4 Weeks | 99 | LB | 21.25 | 11.75 | 14.75 | 1 Year | YES
188-0017 | E188 230V/1Ph/Wo Plug/CSA | E188 230V/1Ph/Wo Plug/CSA | https://www.zoellerpumps.com/en-us/products/sump-effluent-pumps/commercial/180-190-series | EA | 2170 |  | 53514033330 | 4 Weeks | 90 | LB | 21.25 | 11.75 | 14.75 | 1 Year | YES
188-0018 | BE188 230V/1Ph/Pb20'/cCSAus/(188-0004) | BE188 230V/1Ph/Pb20'/cCSAus/(188-0004) | https://www.zoellerpumps.com/en-us/products/sump-effluent-pumps/commercial/180-190-series | EA | 2350 |  | 53514041519 | 4 Weeks | 92 | LB | 21.25 | 11.75 | 14.75 | 1 Year | YES
188-0019 | H188 200-208V/1Ph/cCSAus | H188 200-208V/1Ph/cCSAus | https://www.zoellerpumps.com/en-us/products/sump-effluent-pumps/commercial/180-190-series | EA | 2270 |  | 53514043988 | 4 Weeks | 91 | LB | 21.25 | 11.75 | 14.75 | 1 Year | YES
188-0020 | E188 25'Cd/230V/1Ph/CSA | E188 25'Cd/230V/1Ph/CSA | https://www.zoellerpumps.com/en-us/products/sump-effluent-pumps/commercial/180-190-series | EA | 2220 |  | 53514045678 | 4 Weeks | 93 | LB | 21.25 | 11.75 | 14.75 | 1 Year | YES
188-0021 | J188 25'Cd/200-208V/3Ph/cCSAus | J188 25'Cd/200-208V/3Ph/cCSAus/UL | https://www.zoellerpumps.com/en-us/products/sump-effluent-pumps/commercial/180-190-series | EA | 2350 |  | 53514052669 | 4 Weeks | 93 | LB | 21.25 | 11.75 | 14.75 | 1 Year | YES
188-0022 | F188 35'Cd/230V/3Ph/cCSAus | F188 35'Cd/230V/3Ph/cCSAus/UL | https://www.zoellerpumps.com/en-us/products/sump-effluent-pumps/commercial/180-190-series | EA | 2400 |  | 53514062927 | 4 Weeks | 95 | LB | 21.25 | 11.75 | 14.75 | 1 Year | YES
188-0025 | I188 25'Cd/200-208V/1Ph/cCSAus | I188 25'Cd/200-208V/1Ph/cCSAus | https://www.zoellerpumps.com/en-us/products/sump-effluent-pumps/commercial/180-190-series | EA | 2110 |  | 53514096892 | 4 Weeks | 91 | LB | 21.25 | 11.75 | 14.75 | 1 Year | YES
188-0026 | E188 35'Cd/230V/1Ph/CSA | E188 35'Cd/230V/1Ph/CSA | https://www.zoellerpumps.com/en-us/products/sump-effluent-pumps/commercial/180-190-series | EA | 2260 |  | 53514048723 | 6 Weeks | 99 | LB | 21.25 | 11.75 | 14.75 | 1 Year | YES
188-0027 | IX188 200-208V/1Ph/Ex Pr | IX188 200-208V/1Ph/Ex Pr/FM/CSA | https://www.zoellerpumps.com/en-us/products/sump-effluent-pumps/commercial/180-190-series | EA | 4030 |  | 53514108144 | 6 Weeks | 126 | LB | 32 | 12 | 15 | 1 Year | NO
188-0028 | EX188 230V/1Ph/Ex Pr | EX188 230V/1Ph/Ex Pr/FM/CSA | https://www.zoellerpumps.com/en-us/products/sump-effluent-pumps/commercial/180-190-series | EA | 4090 |  | 53514108151 | 6 Weeks | 126 | LB | 32 | 12 | 15 | 1 Year | NO
188-0029 | JX188 200-208V/3Ph/Ex Pr | JX188 200-208V/3Ph/Ex Pr/FM/CSA | https://www.zoellerpumps.com/en-us/products/sump-effluent-pumps/commercial/180-190-series | EA | 4360 |  | 53514108168 | 6 Weeks | 126 | LB | 32 | 12 | 15 | 1 Year | NO
188-0030 | FX188 230V/3Ph/Ex Pr | FX188 230V/3Ph/Ex Pr/FM/CSA | https://www.zoellerpumps.com/en-us/products/sump-effluent-pumps/commercial/180-190-series | EA | 4450 |  | 53514108175 | 6 Weeks | 126 | LB | 32 | 12 | 15 | 1 Year | NO
188-0031 | GX188 460V/3Ph/Ex Pr | GX188 460V/3Ph/Ex Pr/FM | https://www.zoellerpumps.com/en-us/products/sump-effluent-pumps/commercial/180-190-series | EA | 4450 |  | 53514108182 | 6 Weeks | 126 | LB | 32 | 12 | 15 | 1 Year | NO
188-0032 | BAX188 575V/3Ph/Ex Pr | BAX188 575V/3Ph/Ex Pr | https://www.zoellerpumps.com/en-us/products/sump-effluent-pumps/commercial/180-190-series | EA | 4530 |  | 53514108199 | 6 Weeks | 126 | LB | 32 | 12 | 15 | 1 Year | NO
188-0033 | I188 50'Cd/200-208V/1Ph/cCSAus | I188 50'Cd/200-208V/1Ph/cCSAus | https://www.zoellerpumps.com/en-us/products/sump-effluent-pumps/commercial/180-190-series | EA | 2200 |  | 53514106751 | 4 Weeks | 95 | LB | 21.25 | 11.75 | 14.75 | 1 Year | YES
188-0034 | H188 35'Cd/200-208V/1Ph/cCSAus | H188 35'Cd/200-208V/1Ph/cCSAus | https://www.zoellerpumps.com/en-us/products/sump-effluent-pumps/commercial/180-190-series | EA | 2280 |  | 53514113513 | 4 Weeks | 93 | LB | 21.25 | 11.75 | 14.75 | 1 Year | YES
188-0035 | E188 50'Cd/230V/1Ph/CSA | E188 50'Cd/230V/1Ph/CSA | https://www.zoellerpumps.com/en-us/products/sump-effluent-pumps/commercial/180-190-series | EA | 2320 |  | 53514113759 | 4 Weeks | 100 | LB | 21.25 | 11.75 | 14.75 | 1 Year | YES
188-0036 | D188 35'Cd/230V/1Ph/cCSAus | D188 35'Cd/230V/1Ph/UL/cCSAus | https://www.zoellerpumps.com/en-us/products/sump-effluent-pumps/commercial/180-190-series | EA | 2230 |  | 53514120122 | 4 Weeks | 95 | LB | 21.25 | 11.75 | 14.75 | 1 Year | YES
188-0038 | G188 50'Cd/460V/3Ph/cCSAus | G188 50'Cd/460V/3Ph/cCSAus/UL | https://www.zoellerpumps.com/en-us/products/sump-effluent-pumps/commercial/180-190-series | EA | 2450 |  | 53514128616 | 4 Weeks | 95 | LB | 21.25 | 11.75 | 14.75 | 1 Year | YES
188-0039 | JX188 35'Cd/200V/3Ph/Ex Pr | JX188 35'Cd/200V/3Ph/Ex Pr/FM/CSA | https://www.zoellerpumps.com/en-us/products/sump-effluent-pumps/commercial/180-190-series | EA | 4520 |  | 53514137946 | 6 Weeks | 127 | LB | 32 | 12 | 15 | 1 Year | NO
188-0040 | GX188 35'Cd/460V/3Ph/Ex Pr | GX188 35'Cd/460V/3Ph/Ex Pr/FM | https://www.zoellerpumps.com/en-us/products/sump-effluent-pumps/commercial/180-190-series | EA | 4600 |  | 53514138509 | 6 Weeks | 127 | LB | 32 | 12 | 15 | 1 Year | NO
188-0041 | J188 50'Cd/200-208V/3Ph/cCSAus | J188 50'Cd/200-208V/3Ph/cCSAus | https://www.zoellerpumps.com/en-us/products/sump-effluent-pumps/commercial/180-190-series | EA | 2490 |  | 53514142094 | 4 Weeks | 94 | LB | 21.25 | 11.75 | 14.75 | 1 Year | YES
188-0042 | EX188 25'Cd/230V/1Ph/Ex Pr | EX188 25'Cd/230V/1Ph/Ex Pr/FM/CSA | https://www.zoellerpumps.com/en-us/products/sump-effluent-pumps/commercial/180-190-series | EA | 4140 |  | 53514164508 | 6 Weeks | 128 | LB | 32 | 12 | 15 | 1 Year | NO
188-0046 | I188 35'Cd/200-208V/1Ph/cCSAus | I188 35'Cd/200-208V/1Ph/cCSAus | https://www.zoellerpumps.com/en-us/products/sump-effluent-pumps/commercial/180-190-series | EA | 2150 |  | 53514193935 | 4 Weeks | 91 | LB | 24.75 | 12 | 15 | 1 Year | YES
188-0048 | JX188 50'Cd/200V/3Ph/Ex Pr | JX188 50'Cd/200V/3Ph/Ex Pr/FM/CSA | https://www.zoellerpumps.com/en-us/products/sump-effluent-pumps/commercial/180-190-series | EA | 4670 |  | 53514206352 | 6 Weeks | 132 | LB | 32 | 12 | 15 | 1 Year | NO
188-0049 | DX188 230V/1Ph/Ex Pr | DX188 230V/1Ph/Ex Pr/FM/CSA | https://www.zoellerpumps.com/en-us/products/sump-effluent-pumps/commercial/180-190-series | EA | 4980 |  | 53514236403 | 6 Weeks | 128 | LB | 32 | 12 | 15 | 1 Year | NO
188-0050 | HX188 200-208V/1Ph/Ex Pr | HX188 200-208V/1Ph/Ex Pr/FM/CSA | https://www.zoellerpumps.com/en-us/products/sump-effluent-pumps/commercial/180-190-series | EA | 5030 |  | 53514236427 | 6 Weeks | 128 | LB | 32 | 12 | 15 | 1 Year | NO
188-0051 | G188 50'Cd/460V/3Ph/cCSAus | G188 50'Cd/460V/3Ph/cCSAus/UL | https://www.zoellerpumps.com/en-us/products/sump-effluent-pumps/commercial/180-190-series | EA | 2450 |  | 53514211882 | 4 Weeks | 93 | LB | 21.25 | 11.75 | 14.75 | 1 Year | YES
188-0052 | GX188 50'Cd/460V/3Ph/Ex Pr | GX188 50'Cd/460V/3Ph/Ex Pr/FM/CSA | https://www.zoellerpumps.com/en-us/products/sump-effluent-pumps/commercial/180-190-series | EA | 4750 |  | 53514227722 | 6 Weeks | 127 | LB | 32 | 12 | 15 | 1 Year | NO
188-0054 | J188 35'Cd/200-208V/3Ph/cCSAus | J188 35'Cd/200-208V/3Ph/cCSAus/UL | https://www.zoellerpumps.com/en-us/products/sump-effluent-pumps/commercial/180-190-series | EA | 2400 |  | 53514326272 | 4 Weeks | 93 | LB | 21.25 | 11.75 | 14.75 | 1 Year | YES
188-0058 | EX188 50'Cd/230V/1Ph/Ex Pr | EX188 50'Cd/230V/1Ph/Ex Pr/FM/CSA | https://www.zoellerpumps.com/en-us/products/sump-effluent-pumps/commercial/180-190-series | EA | 4140 |  | 53514339364 | 6 Weeks | 128 | LB | 32 | 12 | 15 | 1 Year | NO
188-0060 | EX188 35'Cd/230V/1Ph/Ex Pr | EX188 35'Cd/230V/1Ph/Ex Pr/FM/CSA | https://www.zoellerpumps.com/en-us/products/sump-effluent-pumps/commercial/180-190-series | EA | 4270 |  | 53514367800 | 6 Weeks | 128 | LB | 32 | 12 | 15 | 1 Year | NO
188-0061 | IX188 50'Cd/200-208V/1Ph/Ex Pr | IX188 50'Cd/200-208V/1Ph/Ex Pr/FM/CSA | https://www.zoellerpumps.com/en-us/products/sump-effluent-pumps/commercial/180-190-series | EA | 4300 |  | 53514375102 | 6 Weeks | 126 | LB | 32 | 12 | 15 | 1 Year | NO
188-0062 | F188 25'Cd/230V/3Ph/cCSAus | F188 25'Cd/230V/3Ph/cCSAus/UL | https://www.zoellerpumps.com/en-us/products/sump-effluent-pumps/commercial/180-190-series | EA | 2440 |  | 53514401634 | 4 Weeks | 95 | LB | 21.25 | 11.75 | 14.75 | 1 Year | YES
188-0063 | BA188 50'Cd/575V/3Ph/cCSAus | BA188 50'Cd/575V/3Ph/cCSAus | https://www.zoellerpumps.com/en-us/products/sump-effluent-pumps/commercial/180-190-series | EA | 2510 |  | 53514457921 | 6 Weeks | 90 | LB | 21.25 | 11.75 | 14.75 | 1 Year | YES
188-0064 | IX188 25'Cd/200-208V/1Ph/Ex Pr | IX188 25'Cd/200-208V/1Ph/Ex Pr | https://www.zoellerpumps.com/en-us/products/sump-effluent-pumps/commercial/180-190-series | EA | 4080 |  | 53514468545 | 6 Weeks | 126 | LB | 32 | 12 | 15 | 1 Year | NO
188-0065 | BE188 35'Cd/230V/1Ph/Pb35'/cCSAus/(188-0004) | BE188 35'Cd/230V/1Ph/Pb35'/cCSAus/(188-0004) | https://www.zoellerpumps.com/en-us/products/sump-effluent-pumps/commercial/180-190-series | EA | 2520 |  | 53514472610 | 4 Weeks | 92 | LB | 21.25 | 11.75 | 14.75 | 1 Year | YES
188-0066 | BAX188 50'Cd/575V/3Ph/Ex Pr |  |  | EA | 4840 |  | 53514489502 | 6 Weeks | 126 | LB | 32 | 12 | 15 | 1 Year | NO
189-0003 | D189 230V/1Ph/CSA | D189 230V/1Ph/CSA | https://www.zoellerpumps.com/en-us/products/sump-effluent-pumps/commercial/180-190-series | EA | 2200 |  | 53514016326 | 4 Weeks | 91 | LB | 21.25 | 11.75 | 14.75 | 1 Year | YES
189-0004 | E189 230V/1Ph/CSA | E189 230V/1Ph/CSA | https://www.zoellerpumps.com/en-us/products/sump-effluent-pumps/commercial/180-190-series | EA | 1933 |  | 53514016333 | IN STOCK | 90 | LB | 21.25 | 11.75 | 14.75 | 1 Year | YES
189-0006 | E189 50'Cd/230V/1Ph/CSA | E189 50'Cd/230V/1Ph/CSA | https://www.zoellerpumps.com/en-us/products/sump-effluent-pumps/commercial/180-190-series | EA | 2210 |  | 53514016357 | 4 Weeks | 99 | LB | 21.25 | 11.75 | 14.75 | 1 Year | YES
189-0007 | D189 50'Cd/230V/1Ph/CSA | D189 50'Cd/230V/1Ph/CSA | https://www.zoellerpumps.com/en-us/products/sump-effluent-pumps/commercial/180-190-series | EA | 2360 |  | 53514016364 | 4 Weeks | 100 | LB | 21.25 | 11.75 | 14.75 | 1 Year | YES
189-0008 | F189 230V/3Ph/cCSAus | F189 230V/3Ph/cCSAus/UL | https://www.zoellerpumps.com/en-us/products/sump-effluent-pumps/commercial/180-190-series | EA | 2320 |  | 53514016371 | 4 Weeks | 90 | LB | 21.25 | 11.75 | 14.75 | 1 Year | YES
189-0009 | G189 460V/3Ph/cCSAus | G189 460V/3Ph/cCSAus/UL | https://www.zoellerpumps.com/en-us/products/sump-effluent-pumps/commercial/180-190-series | EA | 2200 |  | 53514016388 | 4 Weeks | 90 | LB | 21.25 | 11.75 | 14.75 | 1 Year | YES
189-0010 | J189 200-208V/3Ph/cCSAus | J189 200-208V/3Ph/cCSAus/UL | https://www.zoellerpumps.com/en-us/products/sump-effluent-pumps/commercial/180-190-series | EA | 2210 |  | 53514016395 | 4 Weeks | 90 | LB | 21.25 | 11.75 | 14.75 | 1 Year | YES
189-0011 | H189 200-208V/1Ph/cCSAus | H189 200-208V/1Ph/cCSAus | https://www.zoellerpumps.com/en-us/products/sump-effluent-pumps/commercial/180-190-series | EA | 2250 |  | 53514016401 | 4 Weeks | 91 | LB | 21.25 | 11.75 | 14.75 | 1 Year | YES
189-0012 | I189 200-208V/1Ph/cCSAus | I189 200-208V/1Ph/cCSAus | https://www.zoellerpumps.com/en-us/products/sump-effluent-pumps/commercial/180-190-series | EA | 2100 |  | 53514016418 | 4 Weeks | 90 | LB | 21.25 | 11.75 | 14.75 | 1 Year | YES
189-0015 | E189 35'Cd/230V/1Ph/CSA | E189 35'Cd/230V/1Ph/CSA | https://www.zoellerpumps.com/en-us/products/sump-effluent-pumps/commercial/180-190-series | EA | 2180 |  | 53514016449 | 4 Weeks | 95 | LB | 21.25 | 11.75 | 14.75 | 1 Year | YES
189-0016 | E189 25'Cd/230V/1Ph/CSA | E189 25'Cd/230V/1Ph/CSA | https://www.zoellerpumps.com/en-us/products/sump-effluent-pumps/commercial/180-190-series | EA | 2170 |  | 53514026530 | 4 Weeks | 92 | LB | 21.25 | 11.75 | 14.75 | 1 Year | YES
189-0017 | BA189 575V/3Ph/cCSAus | BA189 575V/3Ph/cCSAus | https://www.zoellerpumps.com/en-us/products/sump-effluent-pumps/commercial/180-190-series | EA | 2260 |  | 53514030636 | 6 Weeks | 90 | LB | 21.25 | 11.75 | 14.75 | 1 Year | YES
189-0018 | E189 230V/1Ph/Wo Plug/CSA | E189 230V/1Ph/Wo Plug/CSA | https://www.zoellerpumps.com/en-us/products/sump-effluent-pumps/commercial/180-190-series | EA | 2060 |  | 53514033347 | 4 Weeks | 90 | LB | 21.25 | 11.75 | 14.75 | 1 Year | YES
189-0024 | G189 50'Cd/460V/3Ph/cCSAus | G189 50'Cd/460V/3Ph/cCSAus/UL | https://www.zoellerpumps.com/en-us/products/sump-effluent-pumps/commercial/180-190-series | EA | 2340 |  | 53514082079 | 4 Weeks | 99 | LB | 21.25 | 11.75 | 14.75 | 1 Year | YES
189-0025 | J189 35'Cd/200-208V/3Ph/cCSAus | J189 35'Cd/200-208V/3Ph/cCSAus/UL | https://www.zoellerpumps.com/en-us/products/sump-effluent-pumps/commercial/180-190-series | EA | 2280 |  | 53514086237 | 4 Weeks | 95 | LB | 21.25 | 11.75 | 14.75 | 1 Year | YES
189-0026 | H189 35'Cd/200-208V/1Ph/cCSAus | H189 35'Cd/200-208V/1Ph/cCSAus | https://www.zoellerpumps.com/en-us/products/sump-effluent-pumps/commercial/180-190-series | EA | 2370 |  | 53514088200 | 4 Weeks | 95 | LB | 21.25 | 11.75 | 14.75 | 1 Year | YES
189-0027 | WD189 230V/1Ph | WD189 230V/1Ph | https://www.zoellerpumps.com/en-us/products/sump-effluent-pumps/commercial/180-190-series | EA | 2320 |  | 53514090319 | 4 Weeks | 93 | LB | 21.25 | 11.75 | 14.75 | 1 Year | YES
189-0030 | IX189 200-208V/1Ph/Ex Pr | IX189 200-208V/1Ph/Ex Pr/FM/CSA | https://www.zoellerpumps.com/en-us/products/sump-effluent-pumps/commercial/180-190-series | EA | 3890 |  | 53514108205 | 6 Weeks | 126 | LB | 32 | 12 | 15 | 1 Year | NO
189-0031 | EX189 230V/1Ph/Ex Pr | EX189 230V/1Ph/Ex Pr/FM/CSA | https://www.zoellerpumps.com/en-us/products/sump-effluent-pumps/commercial/180-190-series | EA | 3960 |  | 53514108212 | 6 Weeks | 126 | LB | 32 | 12 | 15 | 1 Year | NO
189-0032 | JX189 200-208V/3Ph/Ex Pr | JX189 200-208V/3Ph/Ex Pr/FM/CSA | https://www.zoellerpumps.com/en-us/products/sump-effluent-pumps/commercial/180-190-series | EA | 4240 |  | 53514108229 | 6 Weeks | 126 | LB | 32 | 12 | 15 | 1 Year | NO
189-0033 | FX189 230V/3Ph/Ex Pr | FX189 230V/3Ph/Ex Pr/FM/CSA | https://www.zoellerpumps.com/en-us/products/sump-effluent-pumps/commercial/180-190-series | EA | 4330 |  | 53514108236 | 6 Weeks | 126 | LB | 32 | 12 | 15 | 1 Year | NO
189-0034 | GX189 460V/3Ph/Ex Pr | GX189 460V/3Ph/Ex Pr/FM/CSA | https://www.zoellerpumps.com/en-us/products/sump-effluent-pumps/commercial/180-190-series | EA | 4330 |  | 53514108243 | 6 Weeks | 126 | LB | 32 | 12 | 15 | 1 Year | NO
189-0035 | BAX189 575V/3Ph/Ex Pr | BAX189 575V/3Ph/Ex Pr | https://www.zoellerpumps.com/en-us/products/sump-effluent-pumps/commercial/180-190-series | EA | 4410 |  | 53514108250 | 6 Weeks | 126 | LB | 32 | 12 | 15 | 1 Year | NO
189-0040 | D189 25'Cd/230V/1Ph/CSA | D189 25'Cd/230V/1Ph/CSA | https://www.zoellerpumps.com/en-us/products/sump-effluent-pumps/commercial/180-190-series | EA | 2310 |  | 53514125288 | 4 Weeks | 100 | LB | 21.25 | 11.75 | 14.75 | 1 Year | YES
189-0041 | GX189 50'Cd/460V/3Ph/Ex Pr | GX189 50'Cd/460V/3Ph/Ex Pr/FM/CSA | https://www.zoellerpumps.com/en-us/products/sump-effluent-pumps/commercial/180-190-series | EA | 4630 |  | 53514137731 | 6 Weeks | 129 | LB | 32 | 12 | 15 | 1 Year | NO
189-0042 | WD189 50'Cd/230V/1Ph | WD189 50'Cd/230V/1Ph | https://www.zoellerpumps.com/en-us/products/sump-effluent-pumps/commercial/180-190-series | EA | 2480 |  | 53514151836 | 4 Weeks | 98 | LB | 21.25 | 11.75 | 14.75 | 1 Year | NO
189-0044 | G189 35'Cd/460V/3Ph/cCSAus | G189 35'Cd/460V/3Ph/cCSAus/UL | https://www.zoellerpumps.com/en-us/products/sump-effluent-pumps/commercial/180-190-series | EA | 2300 |  | 53514173654 | 4 Weeks | 97 | LB | 21.25 | 11.75 | 14.75 | 1 Year | YES
189-0045 | I189 50'Cd/200-208V/1Ph/cCSAus | I189 50'Cd/200-208V/1Ph/cCSAus | https://www.zoellerpumps.com/en-us/products/sump-effluent-pumps/commercial/180-190-series | EA | 2260 |  | 53514192969 | 4 Weeks | 95 | LB | 21.25 | 11.75 | 14.75 | 1 Year | YES
189-0047 | DX189 230V/1Ph/Ex Pr | DX189 230V/1Ph/Ex Pr/FM/CSA | https://www.zoellerpumps.com/en-us/products/sump-effluent-pumps/commercial/180-190-series | EA | 5210 |  | 53514236441 | 6 Weeks | 128 | LB | 32 | 12 | 15 | 1 Year | NO
189-0048 | HX189 200-208V/1Ph/Ex Pr | HX189 200-208V/1Ph/Ex Pr/FM/CSA | https://www.zoellerpumps.com/en-us/products/sump-effluent-pumps/commercial/180-190-series | EA | 5250 |  | 53514236465 | 6 Weeks | 128 | LB | 32 | 12 | 15 | 1 Year | NO
189-0049 | D189 35'Cd/230V/1Ph/CSA | D189 35'Cd/230V/1Ph/CSA | https://www.zoellerpumps.com/en-us/products/sump-effluent-pumps/commercial/180-190-series | EA | 2320 |  | 53514260569 | 4 Weeks | 100 | LB | 21.25 | 11.75 | 14.75 | 1 Year | YES
189-0051 | G189 25'Cd/460V/3Ph/cCSAus | G189 25'Cd/460V/3Ph/cCSAus/UL | https://www.zoellerpumps.com/en-us/products/sump-effluent-pumps/commercial/180-190-series | EA | 2310 |  | 53514299644 | 4 Weeks | 96 | LB | 21.25 | 11.75 | 14.75 | 1 Year | YES
189-0056 | J189 50'Cd/200-208V/3Ph/cCSAus | J189 50'Cd/200-208V/3Ph/cCSAus/UL | https://www.zoellerpumps.com/en-us/products/sump-effluent-pumps/commercial/180-190-series | EA | 2360 |  | 53514343675 | 4 Weeks | 96 | LB | 21.25 | 11.75 | 14.75 | 1 Year | YES
189-0057 | F189 35'Cd/230V/3Ph/cCSAus | F189 35'Cd/230V/3Ph/cCSAus/UL | https://www.zoellerpumps.com/en-us/products/sump-effluent-pumps/commercial/180-190-series | EA | 2390 |  | 53514343712 | 4 Weeks | 91 | LB | 21.25 | 11.75 | 14.75 | 1 Year | YES
189-0058 | GX189 35'Cd/460V/3Ph/Ex Pr | GX189 35'Cd/460V/3Ph/Ex Pr/FM/CSA | https://www.zoellerpumps.com/en-us/products/sump-effluent-pumps/commercial/180-190-series | EA | 4480 |  | 53514367831 | 6 Weeks | 126 | LB | 32 | 12 | 15 | 1 Year | NO
189-0059 | DX189 35'Cd/230V/1Ph/Ex Pr | DX189 35'Cd/230V/1Ph/Ex Pr/FM/CSA | https://www.zoellerpumps.com/en-us/products/sump-effluent-pumps/commercial/180-190-series | EA | 5150 |  | 53514367855 | 6 Weeks | 128 | LB | 32 | 12 | 15 | 1 Year | NO
189-0061 | IX189 50'Cd/200-208V/1Ph/Ex Pr | IX189 50'Cd/200-208V/1Ph/Ex Pr/FM/CSA | https://www.zoellerpumps.com/en-us/products/sump-effluent-pumps/commercial/180-190-series | EA | 4130 |  | 53514387389 | 6 Weeks | 126 | LB | 32 | 12 | 15 | 1 Year | NO
189-0063 | F189 50'Cd/230V/3Ph/cCSAus | F189 50'Cd/230V/3Ph/cCSAus/UL | https://www.zoellerpumps.com/en-us/products/sump-effluent-pumps/commercial/180-190-series | EA | 2470 |  | 53514438623 | 4 Weeks | 90 | LB | 21.25 | 11.75 | 14.75 | 1 Year | YES
189-0064 | GX189 25'Cd/460V/3Ph/Ex Pr | GX189 25'Cd/460V/3Ph/Ex Pr | https://www.zoellerpumps.com/en-us/products/sump-effluent-pumps/commercial/180-190-series | EA | 4370 |  | 53514439644 | 6 Weeks | 126 | LB | 32 | 12 | 15 | 1 Year | NO
189-0065 | BA189 50'Cd/575V/3Ph/cCSAus | BA189 50'Cd/575V/3Ph/cCSAus | https://www.zoellerpumps.com/en-us/products/sump-effluent-pumps/commercial/180-190-series | EA | 2390 |  | 53514457914 | 6 Weeks | 90 | LB | 21.25 | 11.75 | 14.75 | 1 Year | YES
191-0004 | E191 230V/1Ph/cCSAus | E191 230V/1Ph/cCSAus | https://www.zoellerpumps.com/en-us/products/sump-effluent-pumps/commercial/180-190-series | EA | 1997 |  | 53514058548 | IN STOCK | 87 | LB | 21.25 | 11.75 | 14.75 | 1 Year | YES
191-0006 | E191 25'Cd/230V/1Ph/cCSAus | E191 25'Cd/230V/1Ph/cCSAus | https://www.zoellerpumps.com/en-us/products/sump-effluent-pumps/commercial/180-190-series | EA | 2520 |  | 53514099404 | 4 Weeks | 88 | LB | 21.25 | 11.75 | 14.75 | 1 Year | YES
191-0007 | EX191 230V/1Ph/Ex Pr | EX191 230V/1Ph/Ex Pr/FM/CSA | https://www.zoellerpumps.com/en-us/products/sump-effluent-pumps/commercial/180-190-series | EA | 4300 |  | 53514108267 | 6 Weeks | 129 | LB | 32 | 12 | 15 | 1 Year | NO
191-0008 | E191 50'Cd/230V/1Ph/cCSAus | E191 50'Cd/230V/1Ph/cCSAus | https://www.zoellerpumps.com/en-us/products/sump-effluent-pumps/commercial/180-190-series | EA | 2610 |  | 53514135164 | 4 Weeks | 89 | LB | 21.25 | 11.75 | 14.75 | 1 Year | YES
191-0010 | DX191 230V/1Ph/Ex Pr | DX191 230V/1Ph/Ex Pr/FM/CSA | https://www.zoellerpumps.com/en-us/products/sump-effluent-pumps/commercial/180-190-series | EA | 5290 |  | 53514236489 | 6 Weeks | 128 | LB | 32 | 12 | 15 | 1 Year | NO
191-0011 | E191 35'Cd/230V/1Ph/cCSAus | E191 35'Cd/230V/1Ph/cCSAus | https://www.zoellerpumps.com/en-us/products/sump-effluent-pumps/commercial/180-190-series | EA | 2560 |  | 53514259112 | 4 Weeks | 89 | LB | 21.25 | 11.75 | 14.75 | 1 Year | YES
191-0012 | DX191 50'Cd/230V/1Ph/Ex Pr | DX191 50'Cd/230V/1Ph/Ex Pr/FM/CSA | https://www.zoellerpumps.com/en-us/products/sump-effluent-pumps/commercial/180-190-series | EA | 5450 |  | 53514267315 | 6 Weeks | 130 | LB | 32 | 12 | 15 | 1 Year | NO
191-0013 | EX191 50'Cd/230V/1Ph/Ex Pr | EX191 50'Cd/230V/1Ph/Ex Pr/FM/CSA | https://www.zoellerpumps.com/en-us/products/sump-effluent-pumps/commercial/180-190-series | EA | 4580 |  | 53514331757 | 6 Weeks | 131 | LB | 32 | 12 | 15 | 1 Year | NO
191-0014 | EX191 35'Cd/230V/1Ph/Ex Pr | EX191 35'Cd/230V/1Ph/Ex Pr/FM/CSA | https://www.zoellerpumps.com/en-us/products/sump-effluent-pumps/commercial/180-190-series | EA | 4450 |  | 53514364670 | 6 Weeks | 131 | LB | 32 | 12 | 15 | 1 Year | NO
200-0006 | Qwik Jon Choice/Macerator Pump & Tank/cCSAus | Qwik Jon Choice/Macerator Pump & Tank/cCSAus | https://www.zoellerpumps.com/en-us/products/toilet-grinder/qwik-jon-ultima | EA | 1057 |  | 53514475802 | IN STOCK | 24 | LB | 21 | 15.5 | 12 | 2 Year | NO
200-0021 | Qwik Jon Choice-System W-Zco Toilet "202" |  |  | EA | 1750 |  | 53514485962 | 3 Weeks | 109 | LB | 109 | 0 | 0 | 5 Year | NO
200-4000 | Qwik Jon Choice-System/Ship to Home |  |  | EA | 1568 |  | 53514498559 | 3 Weeks | 0 | LB | 0 | 0 | 0 | 1 Year | NO
201-0006 | Qwik Jon Premier/Grinder Pump & Tank/cCSAus | Qwik Jon Premier/Grinder Pump & Tank/cCSAus | https://www.zoellerpumps.com/en-us/products/toilet-grinder/qwik-jon-ultima | EA | 1221 |  | 53514477400 | IN STOCK | 31 | LB | 21 | 15.5 | 12 | 2 Year | NO
201-0021 | Qwik Jon Premier-System W-Zco Toilet "202" |  |  | EA | 1970 |  | 53514485955 | 3 Weeks | 109 | LB | 20.5 | 11.5 | 15.5 | 1 Year | NO
201-4000 | Qwik Jon Premier-System/Ship to Home |  |  | EA | 1748 |  | 53514498566 | 3 Weeks | 0 | LB | 0 | 0 | 0 | 1 Year | NO
202-2000 | Bowl,Toilet/Back Outlet/Elongated/"202"/cCSAus (1.28/1.6GPF) | Bowl,Toilet/Back Outlet/Elongated/"202"/cUPC (1.28/1.6GPF) | https://www.zoellerpumps.com/en-us/products/toilet-grinder/qwik-jon-ultima | EA | 303 |  | 53514195045 | IN STOCK | 47 | LB | 17.5 | 28 | 28 | 1 Year | YES
202-3002 | Tank & Cover,Toilet Asm/LH/"202"/cCSAus/Premium | Tank & Cover,Toilet Asm/LH/"202"/cUPC/Premium | https://www.zoellerpumps.com/en-us/products/toilet-grinder/qwik-jon-ultima | EA | 201 |  | 53514337803 | IN STOCK | 40 | LB | 15.5 | 12 | 20.5 | 1 Year | YES
202-3003 | Tank & Cover,Toilet Asm/RH/"202"/cCSAus/Premium | Tank & Cover,Toilet Asm/RH/"202"/cUPC/Premium | https://www.zoellerpumps.com/en-us/products/toilet-grinder/qwik-jon-ultima | EA | 201 |  | 53514337810 | IN STOCK | 40 | LB | 15.5 | 12 | 20.5 | 1 Year | NO
2057-0005 | BN2057 115V/1Ph/Intermittent HT | BN2057 115V/1Ph/Intermittent HT | https://www.zoellerpumps.com/en-us/products/high-temperature/intermittent | EA | 767 |  | 53514124960 | 6 Weeks | 27.5 | LB | 10.25 | 7.75 | 10.5 | 1 Year | NO
2057-0006 | BE2057 230V/1Ph/Intermittent HT | BE2057 230V/1Ph/Intermittent HT | https://www.zoellerpumps.com/en-us/products/high-temperature/intermittent | EA | 950 |  | 53514124984 | 6 Weeks | 27.5 | LB | 10.25 | 7.75 | 10.5 | 1 Year | YES
2098-0005 | BN2098 115V/1Ph/Intermittent/HT | BN2098 115V/1Ph/Intermittent/HT | https://www.zoellerpumps.com/en-us/products/high-temperature/intermittent | EA | 960 |  | 53514125035 | 6 Weeks | 39 | LB | 12.25 | 7.75 | 11 | 1 Year | NO
2098-0006 | BE2098 230V/1Ph/Intermittent/HT | BE2098 230V/1Ph/Intermittent/HT | https://www.zoellerpumps.com/en-us/products/high-temperature/intermittent | EA | 970 |  | 53514125042 | 6 Weeks | 39 | LB | 12.25 | 7.75 | 11 | 1 Year | YES
212-0001 | M212 115V/1Ph/60Hz/.5Hp/cCSAus | M212 115V/1Ph/60Hz/.5Hp/cCSAus | https://www.zoellerpumps.com/en-us/products/sewage-pumps/residential/model-211 | EA | 464 |  | 53514369323 | IN STOCK | 17.6 | LB | 17 | 11.25 | 8 | 2 Year | YES
212-0002 | N212 15'Cd/115V/1Ph/60Hz/.5Hp/cCSAus | N212 15'Cd/115V/1Ph/60Hz/.5Hp/cCSAus | https://www.zoellerpumps.com/en-us/products/sewage-pumps/residential/model-211 | EA | 430 |  | 53514411527 | Consult Factory | 17.6 | LB | 17 | 11.25 | 8 | 2 Year | YES
2137-0005 | BN2137 115V/1Ph/Intermittent HT | BN2137 115V/1Ph/Intermittent HT | https://www.zoellerpumps.com/en-us/products/high-temperature/intermittent | EA | 1160 |  | 53514125103 | 6 Weeks | 46 | LB | 13.75 | 11 | 11 | 1 Year | NO
2137-0006 | BE2137 230V/1Ph/Intermittent HT | BE2137 230V/1Ph/Intermittent HT | https://www.zoellerpumps.com/en-us/products/high-temperature/intermittent | EA | 1280 |  | 53514125110 | 6 Weeks | 46 | LB | 13.75 | 11 | 11 | 1 Year | YES
21734-0001 | Control,Pivot Pro+/Sim/1Ph/208/240V/15-20A/841/842/7012/7013/Start Kits |  |  | EA | 3033 |  | 53514486914 | 6 Weeks | 24.65 | LB | 22 | 16 | 25 | 5 Year | NO
217E4-0001 | Control,Pivot Pro+/Sim/1Ph/240V/6-10A/E611/621/6120/6121/Start Kit |  |  | EA | 3083 |  | 53514500818 | 6 Weeks | 25 | LB | 22 | 16 | 25 | 5 Year | NO
217G4-0001 | Control,Pivot Pro+/Sim/1Ph/240V/13-18A/E631/6122/Start Kit |  |  | EA | 3176 |  | 53514500825 | 6 Weeks | 25 | LB | 22 | 16 | 25 | 5 Year | NO
217H4-0001 | Control,Pivot Pro+/Sim/1Ph/240V/17-23A/E641/6123/Start Kit |  |  | EA | 3252 |  | 53514500870 | 6 Weeks | 25.35 | LB | 22 | 16 | 25 | 5 Year | NO
217Q4-0001 | Control,Pivot Pro+/Sim/1Ph/240V/20-25A/E7110/Start Kit |  |  | EA | 3345 |  | 53514500788 | 6 Weeks | 26 | LB | 22 | 16 | 25 | 5 Year | NO
217R4-0001 | Control,Pivot Pro+/Sim/1Ph/240V/24-32A/E6220/Start Kit |  |  | EA | 3506 |  | 53514497262 | 6 Weeks | 28 | LB | 22 | 16 | 25 | 5 Year | NO
217R4-0002 | Control,Pivot Pro+/Sim/1Ph/240V/24-32A/E651/6124/Start Kit |  |  | EA | 3488 |  | 53514497279 | 6 Weeks | 27.3 | LB | 22 | 16 | 25 | 5 Year | NO
217R4-0003 | Control,Pivot Pro+/Sim/1Ph/240V/24-32A/E6111/E7111/Start Kit |  |  | EA | 3425 |  | 53514497286 | 6 Weeks | 27.5 | LB | 22 | 16 | 25 | 5 Year | NO
217S4-0001 | Control,Pivot Pro+/Sim/1Ph/240V/30-40A/E6221/Start Kit |  |  | EA | 3618 |  | 53514500801 | 6 Weeks | 29 | LB | 22 | 16 | 25 | 5 Year | NO
22734-0001 | Control,Pivot Pro+/Dup/1Ph/208/240V/15-20A/841/842/7012/7013/Start Kits |  |  | EA | 3552 |  | 53514486907 | 6 Weeks | 28.45 | LB | 22 | 16 | 25 | 5 Year | NO
227E4-0001 | Control,Pivot Pro+/Dup/1Ph/240V/6-10A/E611/621/6120/6121/Start Kits |  |  | EA | 3603 |  | 53514500894 | 6 Weeks | 27.5 | LB | 22 | 16 | 25 | 5 Year | NO
227G4-0001 | Control,Pivot Pro+/Dup/1Ph/240V/13-18A/E631/6122/Start Kits |  |  | EA | 3805 |  | 53514500917 | 6 Weeks | 28.9 | LB | 22 | 16 | 25 | 5 Year | NO
227H4-0001 | Control,Pivot Pro+/Dup/1Ph/240V/17-23A/E641/6123/Start Kits |  |  | EA | 3949 |  | 53514500924 | 6 Weeks | 29.6 | LB | 22 | 16 | 25 | 5 Year | NO
227Q4-0001 | Control,Pivot Pro+/Dup/1Ph/240V/20-25A/E7110/Start Kit |  |  | EA | 4266 |  | 53514500795 | 6 Weeks | 29.15 | LB | 22 | 16 | 25 | 5 Year | NO
227R4-0001 | Control,Pivot Pro+/Dup/1Ph/240V/24-32A/E6220/Start Kit |  |  | EA | 4906 |  | 53514497293 | 6 Weeks | 48 | LB | 27 | 16.5 | 35.5 | 5 Year | NO
227R4-0002 | Control,Pivot Pro+/Dup/1Ph/240V/24-32A/E651/6124/Start Kit |  |  | EA | 4295 |  | 53514497309 | 6 Weeks | 33.7 | LB | 22 | 16 | 25 | 5 Year | NO
227R4-0003 | Control,Pivot Pro+/Dup/1Ph/240V/24-32A/E6111/E7111/Start Kit |  |  | EA | 4295 |  | 53514497316 | 6 Weeks | 33.7 | LB | 22 | 16 | 25 | 5 Year | NO
227S4-0001 | Control,Pivot Pro+/Dup/1Ph/240V/30-40A/E6221/Start Kit |  |  | EA | 5336 |  | 53514500887 | 6 Weeks | 50 | LB | 27 | 16.5 | 35.5 | 5 Year | NO
2282-0005 | BN2282 2F/115V/1Ph/Intermittent HT | BN2282 2F/115V/1Ph/Intermittent HT | https://www.zoellerpumps.com/en-us/products/high-temperature/intermittent | EA | 1950 |  | 53514125196 | 7 Weeks | 84 | LB | 21.25 | 11.75 | 14.75 | 1 Year | NO
2282-0006 | BE2282 2F/230V/1Ph/Intermittent HT | BE2282 2F/230V/1Ph/Intermittent HT | https://www.zoellerpumps.com/en-us/products/high-temperature/intermittent | EA | 1950 |  | 53514125233 | 7 Weeks | 84 | LB | 21.25 | 11.75 | 14.75 | 1 Year | YES
2382-0005 | BN2282 3F/115V/1Ph/Intermittent HT | BN2282 3F/115V/1Ph/Intermittent HT | https://www.zoellerpumps.com/en-us/products/high-temperature/intermittent | EA | 1950 |  | 53514125219 | 7 Weeks | 83 | LB | 21.25 | 11.75 | 14.75 | 1 Year | NO
2382-0006 | BE2282 3F/230V/1Ph/Intermittent HT | BE2282 3F/230V/1Ph/Intermittent HT | https://www.zoellerpumps.com/en-us/products/high-temperature/intermittent | EA | 1950 |  | 53514125240 | 7 Weeks | 83 | LB | 21.25 | 11.75 | 14.75 | 1 Year | YES
261-0001 | M161 2F/115V/1Ph/cCSAus/(161-0001) | M161 2F/115V/1Ph/cCSAus/UL/(161-0001) | https://www.zoellerpumps.com/en-us/products/sump-effluent-pumps/commercial/160-series | EA | 1970 |  | 53514017316 | 4 Weeks | 86 | LB | 21.25 | 11.75 | 14.75 | 1 Year | YES
261-0002 | N161 2F/115V/1Ph/CSA/(161-0002) | N161 2F/115V/1Ph/CSA/(161-0002) | https://www.zoellerpumps.com/en-us/products/sump-effluent-pumps/commercial/160-series | EA | 1780 |  | 53514017323 | 4 Weeks | 85 | LB | 21.25 | 11.75 | 14.75 | 1 Year | YES
261-0003 | D161 2F/230V/1Ph/cCSAus/(161-0003) | D161 2F/230V/1Ph/cCSAus/UL/(161-0003) | https://www.zoellerpumps.com/en-us/products/sump-effluent-pumps/commercial/160-series | EA | 1830 |  | 53514017330 | 4 Weeks | 86 | LB | 21.25 | 11.75 | 14.75 | 1 Year | YES
261-0004 | E161 2F/230V/1Ph/cCSAus/(161-0004) | E161 2F/230V/1Ph/cCSAus/UL/(161-0004) | https://www.zoellerpumps.com/en-us/products/sump-effluent-pumps/commercial/160-series | EA | 1680 |  | 53514017347 | 4 Weeks | 85 | LB | 21.25 | 11.75 | 14.75 | 1 Year | YES
261-0005 | M161 2F/50'Cd/115V/1Ph/cCSAus/(161-0009) | M161 2F/50'Cd/115V/1Ph/cCSAus/UL/(161-0009) | https://www.zoellerpumps.com/en-us/products/sump-effluent-pumps/commercial/160-series | EA | 2290 |  | 53514017354 | 4 Weeks | 95 | LB | 21.25 | 11.75 | 14.75 | 1 Year | YES
261-0006 | H161 2F/200-208V/1Ph/cCSAus/(161-0010) | H161 2F/200-208V/1Ph/cCSAus/(161-0010) | https://www.zoellerpumps.com/en-us/products/sump-effluent-pumps/commercial/160-series | EA | 1890 |  | 53514017361 | 4 Weeks | 86 | LB | 21.25 | 11.75 | 14.75 | 1 Year | YES
261-0007 | N161 2F/35'Cd/115V/1Ph/CSA/(161-0016) | N161 2F/35'Cd/115V/1Ph/CSA/(161-0016) | https://www.zoellerpumps.com/en-us/products/sump-effluent-pumps/commercial/160-series | EA | 1810 |  | 53514026837 | 4 Weeks | 90 | LB | 21.25 | 11.75 | 14.75 | 1 Year | YES
261-0008 | M161 2F/35'Cd/115V/1Ph/cCSAus/(161-0017) | M161 2F/35'Cd/115V/1Ph/cCSAus/UL/(161-0017) | https://www.zoellerpumps.com/en-us/products/sump-effluent-pumps/commercial/160-series | EA | 2070 |  | 53514030490 | 4 Weeks | 91 | LB | 21.25 | 11.75 | 14.75 | 1 Year | YES
261-0009 | J161 2F/200-208V/3Ph/cCSAus/(161-0012) | J161 2F/200-208V/3Ph/cCSAus/UL/(161-0012) | https://www.zoellerpumps.com/en-us/products/sump-effluent-pumps/commercial/160-series | EA | 1760 |  | 53514032050 | 4 Weeks | 85 | LB | 21.25 | 11.75 | 14.75 | 1 Year | YES
261-0010 | E161 2F/230V/1Ph/cCSAus/(161-0021) | E161 2F/230V/1Ph/cCSAus/(161-0021) | https://www.zoellerpumps.com/en-us/products/sump-effluent-pumps/commercial/160-series | EA | 1690 |  | 53514045128 | 4 Weeks | 85 | LB | 21.25 | 11.75 | 14.75 | 1 Year | YES
261-0011 | F161 2F/230V/3Ph/cCSAus/(161-0011) | F161 2F/230V/3Ph/cCSAus/UL/(161-0011) | https://www.zoellerpumps.com/en-us/products/sump-effluent-pumps/commercial/160-series | EA | 1760 |  | 53514034153 | 4 Weeks | 85 | LB | 21.25 | 11.75 | 14.75 | 1 Year | YES
261-0012 | G161 2F/460V/3Ph/cCSAus/(161-0007) | G161 2F/460V/3Ph/cCSAus/UL/(161-0007) | https://www.zoellerpumps.com/en-us/products/sump-effluent-pumps/commercial/160-series | EA | 1760 |  | 53514036980 | 4 Weeks | 85 | LB | 21.25 | 11.75 | 14.75 | 1 Year | YES
261-0013 | I161 2F/200-208V/1Ph/cCSAus/(161-0005) | I161 2F/200-208V/1Ph/cCSAus/(161-0005) | https://www.zoellerpumps.com/en-us/products/sump-effluent-pumps/commercial/160-series | EA | 1740 |  | 53514037314 | 4 Weeks | 85 | LB | 21.25 | 11.75 | 14.75 | 1 Year | YES
261-0015 | N161 2F/50'Cd/115V/1Ph/CSA/(161-0024) | N161 2F/50'Cd/115V/1Ph/CSA/(161-0024) | https://www.zoellerpumps.com/en-us/products/sump-effluent-pumps/commercial/160-series | EA | 2100 |  | 53514039950 | 4 Weeks | 94 | LB | 21.25 | 11.75 | 14.75 | 1 Year | YES
261-0016 | BN161 2F/115V/1Ph/Pb20'/CSA/(161-0002) | BN161 2F/115V/1Ph/Pb20'/CSA/(161-0002) | https://www.zoellerpumps.com/en-us/products/sump-effluent-pumps/commercial/160-series | EA | 1970 |  | 53514042424 | 4 Weeks | 87 | LB | 21.25 | 11.75 | 14.75 | 1 Year | YES
261-0017 | N161 2F/25'Cd/115V/1Ph/CSA/(161-0028) | N161 2F/25'Cd/115V/1Ph/CSA/(161-0028) | https://www.zoellerpumps.com/en-us/products/sump-effluent-pumps/commercial/160-series | EA | 1850 |  | 53514047207 | 4 Weeks | 87 | LB | 21.25 | 11.75 | 14.75 | 1 Year | YES
261-0018 | E161 2F/35'Cd/230V/1P/cCSAus/(161-0031) | E161 2F/35'Cd/230V/1P/cCSAus/UL/(161-0031) | https://www.zoellerpumps.com/en-us/products/sump-effluent-pumps/commercial/160-series | EA | 1780 |  | 53514056995 | 4 Weeks | 90 | LB | 21.25 | 11.75 | 14.75 | 1 Year | YES
261-0019 | G161 2F/460V/3Ph/ED/(161-0032) | G161 2F/460V/3Ph/ED/(161-0032) | https://www.zoellerpumps.com/en-us/products/sump-effluent-pumps/commercial/160-series | EA | 1800 |  | 53514064723 | 4 Weeks | 85 | LB | 21.25 | 11.75 | 14.75 | 1 Year | YES
261-0020 | M161 2F/25'Cd/115V/1Ph/cCSAus/(161-00006) | M161 2F/25'Cd/115V/1Ph/cCSAus/UL/(161-00006) | https://www.zoellerpumps.com/en-us/products/sump-effluent-pumps/commercial/160-series | EA | 2040 |  | 53514067571 | 4 Weeks | 88 | LB | 21.25 | 11.75 | 14.75 | 1 Year | YES
261-0021 | G161 2F/35'Cd/460V/3Ph/cCSAus/(161-0020) | G161 2F/35'Cd/460V/3Ph/cCSAus/UL/(161-0020) | https://www.zoellerpumps.com/en-us/products/sump-effluent-pumps/commercial/160-series | EA | 1880 |  | 53514069780 | 4 Weeks | 90 | LB | 21.25 | 11.75 | 14.75 | 1 Year | YES
261-0022 | I161 2F/25'Cd/200-208V/1Ph/cCSAus/(161-0035) | I161 2F/25'Cd/200-208V/1Ph/cCSAus/(161-0035) | https://www.zoellerpumps.com/en-us/products/sump-effluent-pumps/commercial/160-series | EA | 1790 |  | 53514078522 | 4 Weeks | 87 | LB | 21.25 | 11.75 | 14.75 | 1 Year | YES
261-0023 | I161 2F/35'Cd/200-208V/1Ph/cCSAus/(161-0036) | I161 2F/35'Cd/200-208V/1Ph/cCSAus/(161-0036) | https://www.zoellerpumps.com/en-us/products/sump-effluent-pumps/commercial/160-series | EA | 1800 |  | 53514078539 | 4 Weeks | 90 | LB | 21.25 | 11.75 | 14.75 | 1 Year | YES
261-0024 | BE161 2F/230V/1Ph/Pb20'/cCSAus/(161-0004) | BE161 2F/230V/1Ph/Pb20'/cCSAus/UL/(161-0004) | https://www.zoellerpumps.com/en-us/products/sump-effluent-pumps/commercial/160-series | EA | 1780 |  | 53514079376 | 4 Weeks | 87 | LB | 21.25 | 11.75 | 14.75 | 1 Year | YES
261-0025 | D161 2F/25'Cd/230V/1Ph/cCSAus/(161-0030) | D161 2F/25'Cd/230V/1Ph/cCSAus/UL/(161-0030) | https://www.zoellerpumps.com/en-us/products/sump-effluent-pumps/commercial/160-series | EA | 1900 |  | 53514086381 | 4 Weeks | 88 | LB | 21.25 | 11.75 | 14.75 | 1 Year | YES
261-0026 | F161 2F/35'Cd/230V/3Ph/cCSAus/(161-0037) | F161 2F/35'Cd/230V/3Ph/cCSAus/UL/(161-0037) | https://www.zoellerpumps.com/en-us/products/sump-effluent-pumps/commercial/160-series | EA | 1880 |  | 53514087180 | 4 Weeks | 88 | LB | 21.25 | 11.75 | 14.75 | 1 Year | YES
261-0031 | NX161 2F/115V/1Ph/Ex Pr/(161-0042) | NX161 2F/115V/1Ph/Ex Pr/FM/CSA/(161-0042) | https://www.zoellerpumps.com/en-us/products/sump-effluent-pumps/commercial/160-series | EA | 3740 |  | 53514118105 | 6 Weeks | 119 | LB | 32 | 12 | 15 | 1 Year | NO
261-0032 | E161 2F/25'Cd/230V/1P/cCSAus/(161-0049) | E161 2F/25'Cd/230V/1P/cCSAus/UL/(161-0049) | https://www.zoellerpumps.com/en-us/products/sump-effluent-pumps/commercial/160-series | EA | 1750 |  | 53514122812 | 4 Weeks | 90 | LB | 21.25 | 11.75 | 14.75 | 1 Year | YES
261-0034 | EX161 2F/230V/1Ph/Ex Pr/(161-0044) | EX161 2F/230V/1Ph/Ex Pr/FM/CSA/(161-0044) | https://www.zoellerpumps.com/en-us/products/sump-effluent-pumps/commercial/160-series | EA | 3650 |  | 53514132859 | 6 Weeks | 119 | LB | 32 | 12 | 15 | 1 Year | NO
261-0035 | JX161 2F/200-208V/3Ph/Ex Pr/(161-0045) | JX161 2F/200-208V/3Ph/Ex Pr/FM/CSA/(161-0045) | https://www.zoellerpumps.com/en-us/products/sump-effluent-pumps/commercial/160-series | EA | 3700 |  | 53514133412 | 6 Weeks | 119 | LB | 32 | 12 | 15 | 1 Year | NO
261-0036 | E161 2F/50'Cd/230V/1Ph/cCSAus/(161-0038) | E161 2F/50'Cd/230V/1Ph/cCSAus/UL/(161-0038) | https://www.zoellerpumps.com/en-us/products/sump-effluent-pumps/commercial/160-series | EA | 1830 |  | 53514135904 | 4 Weeks | 90 | LB | 21.25 | 11.75 | 14.75 | 1 Year | YES
261-0037 | GX161 2F/460V/3Ph/Ex Pr/(161-0047) | GX161 2F/460V/3Ph/Ex Pr/FM/CSA/(161-0047) | https://www.zoellerpumps.com/en-us/products/sump-effluent-pumps/commercial/160-series | EA | 3900 |  | 53514148997 | 6 Weeks | 119 | LB | 32 | 12 | 15 | 1 Year | NO
261-0038 | EX161 2F/50'Cd/230V/1Ph/Ex Pr(161-0055) | EX161 2F/50'Cd/230V/1Ph/Ex Pr/FM/CSA/(161-0055) | https://www.zoellerpumps.com/en-us/products/sump-effluent-pumps/commercial/160-series | EA | 3930 |  | 53514152130 | 6 Weeks | 123 | LB | 32 | 12 | 15 | 1 Year | NO
261-0041 | NX161 2F/25'Cd/115V/1Ph/Ex Pr/(161-0064) | NX161 2F/25'Cd/115V/1Ph/Ex Pr/FM/CSA/(161-0064) | https://www.zoellerpumps.com/en-us/products/sump-effluent-pumps/commercial/160-series | EA | 3790 |  | 53514182113 | 6 Weeks | 120 | LB | 32 | 12 | 15 | 1 Year | NO
261-0042 | F161 2F/25'Cd/230V/3Ph/cCSAus/(161-0066) | F161 2F/25'Cd/230V/3Ph/cCSAus/UL/(161-0066) | https://www.zoellerpumps.com/en-us/products/sump-effluent-pumps/commercial/160-series | EA | 1870 |  | 53514189068 | 4 Weeks | 86 | LB | 32 | 12 | 15 | 1 Year | YES
261-0043 | I161 2F/50'Cd/200-208V/1Ph/cCSAus/(161-0022) | I161 2F/50'Cd/200-208V/1Ph/cCSAus/(161-0022) | https://www.zoellerpumps.com/en-us/products/sump-effluent-pumps/commercial/160-series | EA | 1840 |  | 53514192952 | 4 Weeks | 92 | LB | 32 | 12 | 15 | 1 Year | YES
261-0044 | GX161 2F/50'Cd/460V/3Ph/Ex Pr/(161-0069) | GX161 2F/50'Cd/460V/3Ph/Ex Pr/FM/CSA/(161-0069) | https://www.zoellerpumps.com/en-us/products/sump-effluent-pumps/commercial/160-series | EA | 4190 |  | 53514201661 | 6 Weeks | 125 | LB | 32 | 12 | 15 | 1 Year | NO
261-0045 | IX161 2F/200-208V/1Ph/Ex Pr/(161-0043) | IX161 2F/200-208V/1Ph/Ex Pr/FM/CSA/(161-0043) | https://www.zoellerpumps.com/en-us/products/sump-effluent-pumps/commercial/160-series | EA | 3710 |  | 53514207267 | 6 Weeks | 119 | LB | 32 | 12 | 15 | 1 Year | NO
261-0046 | EX161 2F/25'Cd/230V/1Ph/Ex Pr/(161-0061) | EX161 2F/25'Cd/230V/1Ph/Ex Pr/FM/CSA/(161-0061) | https://www.zoellerpumps.com/en-us/products/sump-effluent-pumps/commercial/160-series | EA | 3710 |  | 53514211905 | 6 Weeks | 120 | LB | 32 | 12 | 15 | 1 Year | NO
261-0047 | NX161 2F/50'Cd/115V/1Ph/Ex Pr/(161-0051) | NX161 2F/50'Cd/115V/1Ph/Ex Pr/FM/CSA/(161-0051) | https://www.zoellerpumps.com/en-us/products/sump-effluent-pumps/commercial/160-series | EA | 3840 |  | 53514229399 | 6 Weeks | 120 | LB | 32 | 12 | 15 | 1 Year | NO
261-0048 | J161 2F/35'CD/200-208V/3Ph/cCSAus/(161-0076) | J161 2F/35'CD/200-208V/3Ph/cCSAus/UL/(161-0076) | https://www.zoellerpumps.com/en-us/products/sump-effluent-pumps/commercial/160-series | EA | 1880 |  | 53514234805 | 4 Weeks | 85 | LB | 21.25 | 11.75 | 14.75 | 1 Year | YES
261-0049 | MX161 2F/50'Cd/115V/1Ph/Ex Pr/(161-0083) | MX161 2F/50'Cd/115V/1Ph/Ex Pr/FM/CSA/(161-0083) | https://www.zoellerpumps.com/en-us/products/sump-effluent-pumps/commercial/160-series | EA | 4830 |  | 53514259938 | 6 Weeks | 126 | LB | 32 | 12 | 15.75 | 1 Year | NO
261-0050 | MX161 2F/115V/1Ph/Ex Pr/(161-0071) | MX161 2F/115V/1Ph/Ex Pr/FM/CSA/(161-0071) | https://www.zoellerpumps.com/en-us/products/sump-effluent-pumps/commercial/160-series | EA | 4670 |  | 53514270216 | 6 Weeks | 126 | LB | 32 | 12 | 15.75 | 1 Year | NO
261-0051 | N161 2F/115V/1Ph/ED/(161-0085) | N161 2F/115V/1Ph/ED/(161-0085) | https://www.zoellerpumps.com/en-us/products/sump-effluent-pumps/commercial/160-series | EA | 1810 |  | 53514270551 | 4 Weeks | 85 | LB | 21.25 | 11.75 | 14.75 | 1 Year | YES
261-0052 | IX161 2F/35'Cd/200-208V/1Ph/Ex Pr/(161-0048) | IX161 2F/35'Cd/200-208V/1Ph/Ex Pr/FM/CSA/(161-0048) | https://www.zoellerpumps.com/en-us/products/sump-effluent-pumps/commercial/160-series | EA | 3870 |  | 53514279530 | 6 Weeks | 121 | LB | 32 | 12 | 15 | 1 Year | NO
261-0054 | G161 2F/50'Cd/460V/3Ph/cCSAus/(161-0054) | G161 2F/50'Cd/460V/3Ph/cCSAus/UL/(161-0054) | https://www.zoellerpumps.com/en-us/products/sump-effluent-pumps/commercial/160-series | EA | 1920 |  | 53514285111 | 4 Weeks | 92 | LB | 21.25 | 11.75 | 14.75 | 1 Year | YES
261-0055 | J161 2F/50'Cd/200-208V/3Ph/cCSAus/(161-0057) | J161 2F/50'Cd/200-208V/3Ph/cCSAus/UL/(161-0057) | https://www.zoellerpumps.com/en-us/products/sump-effluent-pumps/commercial/160-series | EA | 1990 |  | 53514310837 | 4 Weeks | 84 | LB | 21.25 | 11.75 | 1475 | 1 Year | YES
261-0056 | D161 2F/35'Cd/230V/1Ph/cCSAus/(161-0008) | D161 2F/35'Cd/230V/1Ph/cCSAus/UL/(161-0008) | https://www.zoellerpumps.com/en-us/products/sump-effluent-pumps/commercial/160-series | EA | 1920 |  | 53514315887 | 4 Weeks | 89 | LB | 21.25 | 11.75 | 14.75 | 1 Year | YES
261-0057 | D161 2F/50'Cd/230V/1Ph/cCSAus/(161-0052) | D161 2F/50'Cd/230V/1Ph/cCSAus/UL/(161-0052) | https://www.zoellerpumps.com/en-us/products/sump-effluent-pumps/commercial/160-series | EA | 1970 |  | 53514315900 | 4 Weeks | 90 | LB | 21.25 | 11.75 | 14.75 | 1 Year | YES
261-0059 | J161 2F/25'Cd/200-208V/3Ph/cCSAus/(161-0023) | J161 2F/25'Cd/200-208V/3Ph/cCSAus/UL/(161-0023) | https://www.zoellerpumps.com/en-us/products/sump-effluent-pumps/commercial/160-series | EA | 1870 |  | 53514318192 | 4 Weeks | 86 | LB | 21.25 | 11.75 | 14.75 | 1 Year | YES
261-0061 | G161 2F/25'Cd/460V/3Ph/cCSAus/(161-0092) | G161 2F/25'Cd/460V/3Ph/cCSAus/UL/(161-0092) | https://www.zoellerpumps.com/en-us/products/sump-effluent-pumps/commercial/160-series | EA | 1870 |  | 53514330309 | 4 Weeks | 90 | LB | 21.25 | 11.75 | 14.75 | 1 Year | YES
261-0062 | BN161 2F/50'Cd/115V/1Ph/Pb50'/CSA/(161-0075) | BN161 2F/50'Cd/115V/1Ph/Pb50'/CSA/(161-0075) | https://www.zoellerpumps.com/en-us/products/sump-effluent-pumps/commercial/160-series | EA | 2660 |  | 53514330767 | 4 Weeks | 89 | LB | 21.25 | 11.75 | 14.75 | 1 Year | YES
261-0063 | DX161 2F/230V/1Ph/EX Pr/(161-0072) | DX161 2F/230V/1Ph/EX Pr/FM/CSA/(161-0072) | https://www.zoellerpumps.com/en-us/products/sump-effluent-pumps/commercial/160-series | EA | 4660 |  | 53514331016 | 6 Weeks | 122 | LB | 32 | 12 | 15 | 1 Year | NO
261-0064 | F161 2F/50'Cd/230V/3Ph/cCSAus/(161-0101) | F161 2F/50'Cd/230V/3Ph/cCSAus/UL/(161-0101) | https://www.zoellerpumps.com/en-us/products/sump-effluent-pumps/commercial/160-series | EA | 1920 |  | 53514331351 | 4 Weeks | 88 | LB | 21.25 | 11.75 | 14.75 | 1 Year | YES
261-0065 | GX161 2F/35'Cd/460V/3Ph/Ex Pr/(161-0063) | GX161 2F/35'Cd/460V/3Ph/Ex Pr/FM/CSA/(161-0063) | https://www.zoellerpumps.com/en-us/products/sump-effluent-pumps/commercial/160-series | EA | 4050 |  | 53514351342 | 6 Weeks | 125 | LB | 0 | 0 | 0 | 1 Year | NO
261-0066 | IX161 2F/25'Cd/200-208V/1Ph/Ex Pr/(161-0088) | IX161 2F/25'Cd/200-208V/1Ph/Ex Pr/FM/CSA/(161-0088) | https://www.zoellerpumps.com/en-us/products/sump-effluent-pumps/commercial/160-series | EA | 3780 |  | 53514359751 | 6 Weeks | 121 | LB | 32 | 12 | 15 | 1 Year | NO
261-0067 | BN161 2F/35'Cd/115V/1Ph/Pb35'/CSA | BN161 2F/35'Cd/115V/1Ph/Pb35'/CSA | https://www.zoellerpumps.com/en-us/products/sump-effluent-pumps/commercial/160-series | EA | 2040 |  | 53514365035 | 4 Weeks | 87 | LB | 21.25 | 11.75 | 14.75 | 1 Year | YES
261-0071 | NX161 2F/35'Cd/115V/1Ph/Ex Pr/(161-0053) |  |  | EA | 3720 |  | 53514492489 | 6 Weeks | 120 | LB | 32 | 12 | 15 | 1 Year | NO
261-0074 | JX161 2F/50'Cd/200-208V/3Ph/Ex Pr/(161-0074) | JX161 2F/50'Cd/200-208V/3Ph/Ex Pr/FM/CSA/(161-0074) | https://www.zoellerpumps.com/en-us/products/sump-effluent-pumps/commercial/160-series | EA | 4010 |  | 53514381998 | 6 Weeks | 119 | LB | 32 | 12 | 15 | 1 Year | NO
261-0101 | IX161 2F/50'Cd/200-208V/1Ph/Ex Pr/(161-0077) | IX161 2F/50'Cd/200-208V/1Ph/Ex Pr/FM/CSA/(161-0077) | https://www.zoellerpumps.com/en-us/products/sump-effluent-pumps/commercial/160-series | EA | 4000 |  | 53514329266 | 6 Weeks | 122 | LB | 32 | 12 | 15 | 1 Year | NO
263-0001 | M163 2F/115V/1Ph/cCSAus/(163-0001) | M163 2F/115V/1Ph/cCSAus/UL/(163-0001) | https://www.zoellerpumps.com/en-us/products/sump-effluent-pumps/commercial/160-series | EA | 1960 |  | 53514017422 | 4 Weeks | 86 | LB | 21.25 | 11.75 | 14.75 | 1 Year | YES
263-0002 | N163 2F/115V/1Ph/CSA/(163-0002) | N163 2F/115V/1Ph/CSA/(163-0002) | https://www.zoellerpumps.com/en-us/products/sump-effluent-pumps/commercial/160-series | EA | 1770 |  | 53514017439 | 4 Weeks | 85 | LB | 21.25 | 11.75 | 14.75 | 1 Year | YES
263-0003 | D163 2F/230V/1Ph/cCSAus/(163-0003) | D163 2F/230V/1Ph/cCSAus/UL/(163-0003) | https://www.zoellerpumps.com/en-us/products/sump-effluent-pumps/commercial/160-series | EA | 1820 |  | 53514017446 | 4 Weeks | 86 | LB | 21.25 | 11.75 | 14.75 | 1 Year | YES
263-0004 | E163 2F/230V/1Ph/cCSAus/(163-0004) | E163 2F/230V/1Ph/cCSAus/UL/(163-0004) | https://www.zoellerpumps.com/en-us/products/sump-effluent-pumps/commercial/160-series | EA | 1680 |  | 53514017453 | 4 Weeks | 85 | LB | 21.25 | 11.75 | 14.75 | 1 Year | YES
263-0005 | N163 2F/25'Cd/115V/1Ph/CSA/(163-0021) | N163 2F/25'Cd/115V/1Ph/CSA/(163-0021) | https://www.zoellerpumps.com/en-us/products/sump-effluent-pumps/commercial/160-series | EA | 1840 |  | 53514017460 | 4 Weeks | 87 | LB | 21.25 | 11.75 | 14.75 | 1 Year | YES
263-0007 | M163 2F/50'Cd/115V/1Ph/cCSAus/(163-0029) | M163 2F/50'Cd/115V/1Ph/cCSAus/UL/(163-0029) | https://www.zoellerpumps.com/en-us/products/sump-effluent-pumps/commercial/160-series | EA | 2290 |  | 53514026455 | 4 Weeks | 95 | LB | 21.25 | 11.75 | 14.75 | 1 Year | YES
263-0008 | N163 2F/50'Cd/115V/1Ph/CSA/(163-0015) | N163 2F/50'Cd/115V/1Ph/CSA/(163-0015) | https://www.zoellerpumps.com/en-us/products/sump-effluent-pumps/commercial/160-series | EA | 2090 |  | 53514026905 | 4 Weeks | 94 | LB | 21.25 | 11.75 | 14.75 | 1 Year | YES
263-0009 | M163 2F/25'Cd/115V/1Ph/cCSAus/(163-0030) | M163 2F/25'Cd/115V/1Ph/cCSAus/UL/(163-0030) | https://www.zoellerpumps.com/en-us/products/sump-effluent-pumps/commercial/160-series | EA | 2030 |  | 53514028244 | 4 Weeks | 87 | LB | 21.25 | 11.75 | 14.75 | 1 Year | YES
263-0010 | D163 2F/25'Cd/230V/1Ph/cCSAus/(163-0025) | D163 2F/25'Cd/230V/1Ph/cCSAus/(163-0025) | https://www.zoellerpumps.com/en-us/products/sump-effluent-pumps/commercial/160-series | EA | 1900 |  | 53514037024 | 4 Weeks | 88 | LB | 21.25 | 11.75 | 14.75 | 1 Year | YES
263-0011 | G163 2F/460V/3Ph/cCSAus/(163-0031) | G163 2F/460V/3Ph/cCSAus/UL/(163-0031) | https://www.zoellerpumps.com/en-us/products/sump-effluent-pumps/commercial/160-series | EA | 1760 |  | 53514038038 | 4 Weeks | 85 | LB | 21.25 | 11.75 | 14.75 | 1 Year | YES
263-0012 | H163 2F/200-208V/1Ph/cCSAus/(163-0007) | H163 2F/200-208V/1Ph/cCSAus/(163-0007) | https://www.zoellerpumps.com/en-us/products/sump-effluent-pumps/commercial/160-series | EA | 1900 |  | 53514038144 | 4 Weeks | 86 | LB | 21.25 | 11.75 | 14.75 | 1 Year | YES
263-0013 | I163 2F/200-208V/1Ph/cCSAus/(163-0010) | I163 2F/200-208V/1Ph/cCSAus/(163-0010) | https://www.zoellerpumps.com/en-us/products/sump-effluent-pumps/commercial/160-series | EA | 1740 |  | 53514041243 | 4 Weeks | 85 | LB | 21.25 | 11.75 | 14.75 | 1 Year | YES
263-0014 | BN163 2F/115V/1Ph/Pb20'/CSA/(163-0002) | BN163 2F/115V/1Ph/Pb20'/CSA/(163-0002) | https://www.zoellerpumps.com/en-us/products/sump-effluent-pumps/commercial/160-series | EA | 1960 |  | 53514041748 | 4 Weeks | 85 | LB | 21.25 | 11.75 | 14.75 | 1 Year | YES
263-0015 | J163 2F/200-208V/3Ph/cCSAus/(163-0008) | J163 2F/200-208V/3Ph/cCSAus/UL/(163-0008) | https://www.zoellerpumps.com/en-us/products/sump-effluent-pumps/commercial/160-series | EA | 1760 |  | 53514042226 | 4 Weeks | 85 | LB | 21.25 | 11.75 | 14.75 | 1 Year | YES
263-0016 | BE163 2F/230V/1Ph/Pb20'/cCSAus/(163-0004) | BE163 2F/230V/1Ph/Pb20'/cCSAus/UL/(163-0004) | https://www.zoellerpumps.com/en-us/products/sump-effluent-pumps/commercial/160-series | EA | 1770 |  | 53514043094 | 4 Weeks | 85 | LB | 21.25 | 11.75 | 14.75 | 1 Year | YES
263-0017 | M163 2F/35'Cd/115V/1Ph/cCSAus/(163-0016) | M163 2F/35'Cd/115V/1Ph/cCSAus/UL/(163-0016) | https://www.zoellerpumps.com/en-us/products/sump-effluent-pumps/commercial/160-series | EA | 2070 |  | 53514061166 | 4 Weeks | 87 | LB | 21.25 | 11.75 | 14.75 | 1 Year | YES
263-0018 | F163 2F/230V/3Ph/cCSAus/(163-0009) | F163 2F/230V/3Ph/cCSAus/UL/(163-0009) | https://www.zoellerpumps.com/en-us/products/sump-effluent-pumps/commercial/160-series | EA | 1760 |  | 53514070403 | 4 Weeks | 84 | LB | 21.25 | 11.75 | 14.75 | 1 Year | YES
263-0020 | G163 2F/50'Cd/460V/3Ph/cCSAus/(163-0032) | G163 2F/50'Cd/460V/3Ph/cCSAus/UL/(163-0032) | https://www.zoellerpumps.com/en-us/products/sump-effluent-pumps/commercial/160-series | EA | 1860 |  | 53514073824 | 4 Weeks | 90 | LB | 21.25 | 11.75 | 14.75 | 1 Year | YES
263-0022 | GX163 2F/25'Cd/460V/3Ph/Ex Pr/(163-0057) | GX163 2F/25'Cd/460V/3Ph/Ex Pr/FM/CSA/(163-0057) | https://www.zoellerpumps.com/en-us/products/sump-effluent-pumps/commercial/160-series | EA | 3940 |  | 53514133634 | 6 Weeks | 120 | LB | 32 | 12 | 15 | 1 Year | NO
263-0023 | NX163 2F/115V/1Ph/Ex Pr/(163-0049) | NX163 2F/115V/1Ph/Ex Pr/FM/CSA/(163-0049) | https://www.zoellerpumps.com/en-us/products/sump-effluent-pumps/commercial/160-series | EA | 3730 |  | 53514138653 | 6 Weeks | 118 | LB | 32 | 12 | 15 | 1 Year | NO
263-0024 | E163 2F/35'Cd/230V/1Ph/cCSAus/(163-0043) | E163 2F/35'Cd/230V/1Ph/cCSAus/UL/(163-0043) | https://www.zoellerpumps.com/en-us/products/sump-effluent-pumps/commercial/160-series | EA | 1770 |  | 53514146740 | 4 Weeks | 84 | LB | 21.25 | 11.75 | 14.75 | 1 Year | YES
263-0025 | JX163 2F/200-208V/3Ph/Ex Pr/(163-0051) | JX163 2F/200-208V/3Ph/Ex Pr/FM/CSA/(163-0051) | https://www.zoellerpumps.com/en-us/products/sump-effluent-pumps/commercial/160-series | EA | 3700 |  | 53514154127 | 6 Weeks | 116 | LB | 32 | 12 | 15 | 1 Year | NO
263-0026 | D163 2F/35'Cd/230V/1Ph/cCSAus/(163-0037) | D163 2F/35'Cd/230V/1Ph/cCSAus/UL/(163-0037) | https://www.zoellerpumps.com/en-us/products/sump-effluent-pumps/commercial/160-series | EA | 1920 |  | 53514158750 | 4 Weeks | 89 | LB | 21.25 | 11.75 | 14.75 | 1 Year | YES
263-0027 | J163 2F/25'Cd/200-208V/3Ph/cCSAus/(163-0064) | J163 2F/25'Cd/200-208V/3Ph/cCSAus/UL/(163-0064) | https://www.zoellerpumps.com/en-us/products/sump-effluent-pumps/commercial/160-series | EA | 1870 |  | 53514166694 | 4 Weeks | 85 | LB | 21.25 | 11.75 | 14.75 | 1 Year | YES
263-0028 | JX163 2F/25'Cd/200-208V/Ex Pr/(163-0065) | JX163 2F/25'Cd/200-208V/Ex Pr/FM/CSA/(163-0065) | https://www.zoellerpumps.com/en-us/products/sump-effluent-pumps/commercial/160-series | EA | 3740 |  | 53514166717 | 6 Weeks | 118 | LB | 32 | 12 | 15 | 1 Year | NO
263-0029 | H163 2F/25'Cd/200-208V/1Ph/cCSAus/(163-0067) | H163 2F/25'Cd/200-208V/1Ph/cCSAus/(163-0067) | https://www.zoellerpumps.com/en-us/products/sump-effluent-pumps/commercial/160-series | EA | 1950 |  | 53514170974 | 4 Weeks | 84 | LB | 21.25 | 11.75 | 14.75 | 1 Year | YES
263-0030 | GX163 2F/460V/3Ph/Ex Pr/(163-0053) | GX163 2F/460V/3Ph/Ex Pr/FM/CSA/(163-0053) | https://www.zoellerpumps.com/en-us/products/sump-effluent-pumps/commercial/160-series | EA | 3890 |  | 53514174415 | 6 Weeks | 118 | LB | 21.25 | 11.75 | 14.75 | 1 Year | NO
263-0031 | IX163 2F/200-208V/1Ph/Ex Pr/(163-0054) | IX163 2F/200-208V/1Ph/Ex Pr/FM/CSA/(163-0054) | https://www.zoellerpumps.com/en-us/products/sump-effluent-pumps/commercial/160-series | EA | 3710 |  | 53514199388 | 6 Weeks | 118 | LB | 21.25 | 11.75 | 14.75 | 1 Year | NO
263-0032 | FX163 2F/230V/3Ph/Ex Pr/(163-0052) | FX163 2F/230V/3Ph/Ex Pr/FM/CSA/(163-0052) | https://www.zoellerpumps.com/en-us/products/sump-effluent-pumps/commercial/160-series | EA | 3890 |  | 53514199821 | 6 Weeks | 118 | LB | 21.25 | 11.75 | 14.75 | 1 Year | NO
263-0033 | I163 2F/25'Cd/200-208V/1Ph/cCSAus/(163-0072) | I163 2F/25'Cd/200-208V/1Ph/cCSAus/(163-0072) | https://www.zoellerpumps.com/en-us/products/sump-effluent-pumps/commercial/160-series | EA | 1790 |  | 53514202422 | 4 Weeks | 87 | LB | 21.25 | 11.75 | 14.75 | 1 Year | YES
263-0034 | I163 2F/35'Cd/200-208V/1Ph/cCSAus/(163-0039) | I163 2F/35'Cd/200-208V/1Ph/cCSAus/(163-0039) | https://www.zoellerpumps.com/en-us/products/sump-effluent-pumps/commercial/160-series | EA | 1800 |  | 53514202996 | 4 Weeks | 88 | LB | 21.25 | 11.75 | 14.75 | 1 Year | YES
263-0035 | G163 2F/35'Cd/460V/3Ph/cCSAus/(163-0074) | G163 2F/35'Cd/460V/3Ph/cCSAus/UL/(163-0074) | https://www.zoellerpumps.com/en-us/products/sump-effluent-pumps/commercial/160-series | EA | 1880 |  | 53514205270 | 4 Weeks | 85 | LB | 21.25 | 11.75 | 14.75 | 1 Year | YES
263-0036 | J163 2F/50'Cord/200-208V/3Ph/cCSAus/(163-0069) | J163 2F/50'Cord/200-208V/3Ph/cCSAus/UL/(163-0069) | https://www.zoellerpumps.com/en-us/products/sump-effluent-pumps/commercial/160-series | EA | 1920 |  | 53514228613 | 4 Weeks | 85 | LB | 21.25 | 11.75 | 14.75 | 1 Year | YES
263-0038 | MX163 2F/50'Cd/115V/1Ph/Ex Pr/(163-0085) | MX163 2F/50'Cd/115V/1Ph/Ex Pr/FM/CSA/(163-0085) | https://www.zoellerpumps.com/en-us/products/sump-effluent-pumps/commercial/160-series | EA | 4830 |  | 53514314330 | 6 Weeks | 115 | LB | 32 | 12 | 15 | 1 Year | NO
263-0039 | EX163 2F/230V/1Ph/Ex Pr/(163-0050) | EX163 2F/230V/1Ph/Ex Pr/FM/CSA/(163-0050) | https://www.zoellerpumps.com/en-us/products/sump-effluent-pumps/commercial/160-series | EA | 3650 |  | 53514320720 | 6 Weeks | 120 | LB | 32 | 12 | 15 | 1 Year | NO
263-0040 | JX163 2F/50'Cd/200-208V/Ex Pr/(163-0066) | JX163 2F/50'Cd/200-208V/Ex Pr/FM/CSA/(163-0066) | https://www.zoellerpumps.com/en-us/products/sump-effluent-pumps/commercial/160-series | EA | 4000 |  | 53514330255 | 6 Weeks | 120 | LB | 32 | 12 | 15 | 1 Year | NO
263-0041 | J163 2F/35'Cd/200-208V/3Ph/cCSAus/(163-0078) | J163 2F/35'Cd/200-208V/3Ph/cCSAus/UL/(163-0078) | https://www.zoellerpumps.com/en-us/products/sump-effluent-pumps/commercial/160-series | EA | 1880 |  | 53514339173 | 4 Weeks | 86 | LB | 21.25 | 11.75 | 14.75 | 1 Year | YES
263-0042 | GX163 2F/50'Cd/460V/3Ph/Ex Pr/(163-0096) | GX163 2F/50'Cd/460V/3Ph/Ex Pr/FM/CSA/(163-0096) | https://www.zoellerpumps.com/en-us/products/sump-effluent-pumps/commercial/160-series | EA | 4200 |  | 53514357177 | 6 Weeks | 120 | LB | 32 | 12 | 15 | 1 Year | NO
263-0043 | E163 50'Cd/2F/230V/1Ph/cCSAus/(163-0035) | E163 50'Cd/2F/230V/1Ph/cCSAus/UL/(163-0035) | https://www.zoellerpumps.com/en-us/products/sump-effluent-pumps/commercial/160-series | EA | 1820 |  | 53514358372 | 4 Weeks | 88 | LB | 21.25 | 11.75 | 14.75 | 1 Year | YES
263-0044 | NX163 2F/50'Cd/115V/1Ph/Ex Pr/(163-0062) | NX163 2F/50'Cd/115V/1Ph/Ex Pr/FM/CSA/(163-0062) | https://www.zoellerpumps.com/en-us/products/sump-effluent-pumps/commercial/160-series | EA | 3960 |  | 53514360030 | 6 Weeks | 118 | LB | 32 | 12 | 15 | 1 Year | NO
263-0045 | IX163 2F/50'Cd/200-208V/1Ph/Ex Pr/(163-0073) | IX163 2F/50'Cd/200-208V/1Ph/Ex Pr/FM/CSA/(163-0073) | https://www.zoellerpumps.com/en-us/products/sump-effluent-pumps/commercial/160-series | EA | 3980 |  | 53514360078 | 6 Weeks | 118 | LB | 32 | 12 | 15 | 1 Year | NO
263-0046 | I163 2F/50'Cd/200-208V/1Ph/cCSAus/(163-0048) | I163 2F/50'Cd/200-208V/1Ph/cCSAus/(163-0048) | https://www.zoellerpumps.com/en-us/products/sump-effluent-pumps/commercial/160-series | EA | 1840 |  | 53514361358 | 4 Weeks | 88 | LB | 0 | 0 | 0 | 1 Year | YES
263-0047 | MX163 2F/115V/1Ph/Ex Pr/(163-0075) | MX163 2F/115V/1Ph/Ex Pr/FM/CSA/(163-0075) | https://www.zoellerpumps.com/en-us/products/sump-effluent-pumps/commercial/160-series | EA | 4670 |  | 53514366599 | 6 Weeks | 115 | LB | 32 | 12 | 15 | 1 Year | NO
263-0048 | IX163 2F/35'Cd/200-208V/1Ph/Ex Pr/(163-0098) | IX163 2F/35'Cd/200-208V/1Ph/Ex Pr/FM/CSA/(163-0098) | https://www.zoellerpumps.com/en-us/products/sump-effluent-pumps/commercial/160-series | EA | 3890 |  | 53514367152 | 6 Weeks | 118 | LB | 32 | 12 | 15 | 1 Year | NO
263-0049 | HX163 2F/200-208V/1Ph/Ex Pr/(163-0077) | HX163 2F/200-208V/1Ph/Ex Pr/FM/CSA/(163-0077) | https://www.zoellerpumps.com/en-us/products/sump-effluent-pumps/commercial/160-series | EA | 4720 |  | 53514376000 | 6 Weeks | 123 | LB | 32 | 12 | 15 | 1 Year | NO
263-0050 | MX163 2F/35'Cd/115V/1Ph/Ex Pr/(163-0097) | MX163 2F/35'Cd/115V/1Ph/Ex Pr/FM/CSA/(163-0097) | https://www.zoellerpumps.com/en-us/products/sump-effluent-pumps/commercial/160-series | EA | 4790 |  | 53514377502 | 6 Weeks | 115 | LB | 32 | 12 | 15 | 1 Year | NO
264-0001 | M264 115V/1Ph/cCSAus | M264 115V/1Ph/cCSAus/UL | https://www.zoellerpumps.com/en-us/products/sewage-pumps/residential/model-264 | EA | 560 | 420 | 53514071684 | IN STOCK | 35.5 | LB | 16.25 | 11 | 13.5 | 3 Year | YES
264-0002 | N264 115V/1Ph/cCSAus | N264 115V/1Ph/cCSAus/UL | https://www.zoellerpumps.com/en-us/products/sewage-pumps/residential/model-264 | EA | 514 | 385.5 | 53514071691 | IN STOCK | 34.5 | LB | 16.25 | 11 | 13.5 | 3 Year | YES
264-0003 | D264 230V/1Ph/cCSAus | D264 230V/1Ph/cCSAus/UL | https://www.zoellerpumps.com/en-us/products/sewage-pumps/residential/model-264 | EA | 770 | 577.5 | 53514071707 | 3 Weeks | 35.5 | LB | 16.25 | 11 | 13.5 | 3 Year | YES
264-0004 | E264 230V/1Ph/cCSAus | E264 230V/1Ph/cCSAus/UL | https://www.zoellerpumps.com/en-us/products/sewage-pumps/residential/model-264 | EA | 710 | 532.5 | 53514071714 | 3 Weeks | 34.5 | LB | 16.25 | 11 | 13.5 | 3 Year | YES
264-0005 | BN264 115V/1Ph/15'Pb/cCSAus | BN264 115V/1Ph/15'Pb/cCSAus/UL | https://www.zoellerpumps.com/en-us/products/sewage-pumps/residential/model-264 | EA | 566 | 424.5 | 53514071738 | IN STOCK | 38.5 | LB | 16.25 | 11 | 13.5 | 3 Year | YES
264-0006 | BE264 230V/1Ph/15'Pb/cCSAus | BE264 230V/1Ph/15'Pb/cCSAus/UL | https://www.zoellerpumps.com/en-us/products/sewage-pumps/residential/model-264 | EA | 730 | 547.5 | 53514071745 | 3 Weeks | 39.5 | LB | 16.25 | 11 | 13.5 | 3 Year | YES
264-0007 | M264 25'Cd/115V/1Ph/cCSAus | M264 25'Cd/115V/1Ph/cCSAus/UL | https://www.zoellerpumps.com/en-us/products/sewage-pumps/residential/model-264 | EA | 680 | 510 | 53514075262 | 3 Weeks | 36.5 | LB | 16.25 | 11 | 13.5 | 3 Year | YES
264-0010 | N264 25'Cd/115V/1Ph/cCSAus | N264 25'Cd/115V/1Ph/cCSAus/UL | https://www.zoellerpumps.com/en-us/products/sewage-pumps/residential/model-264 | EA | 620 | 465 | 53514079277 | 3 Weeks | 38.5 | LB | 16.25 | 11 | 13.5 | 3 Year | YES
264-0017 | N264 35'Cd/115V/1Ph/cCSAus | N264 35'Cd/115V/1Ph/cCSAus/UL | https://www.zoellerpumps.com/en-us/products/sewage-pumps/residential/model-264 | EA | 720 | 540 | 53514088620 | 3 Weeks | 39.5 | LB | 16.25 | 11 | 13.5 | 3 Year | YES
264-0021 | E264 25'Cd/230V/1Ph/cCSAus | E264 25'Cd/230V/1Ph/cCSAus/UL | https://www.zoellerpumps.com/en-us/products/sewage-pumps/residential/model-264 | EA | 770 | 577.5 | 53514093266 | 3 Weeks | 39.5 | LB | 16.25 | 11 | 13.5 | 3 Year | YES
264-0024 | D264 25'Cd/230V/1Ph/cCSAus | D264 25'Cd/230V/1Ph/cCSAus/UL | https://www.zoellerpumps.com/en-us/products/sewage-pumps/residential/model-264 | EA | 840 | 630 | 53514104405 | 3 Weeks | 36.5 | LB | 16.25 | 11 | 13.5 | 3 Year | YES
264-0025 | M264 35'Cd/115V/1Ph/cCSAus | M264 35'Cd/115V/1Ph/cCSAus/UL | https://www.zoellerpumps.com/en-us/products/sewage-pumps/residential/model-264 | EA | 780 | 585 | 53514104689 | 3 Weeks | 38.5 | LB | 16.25 | 11 | 13.5 | 3 Year | YES
264-0026 | M264 50'Cd/115V/1Ph/cCSAus | M264 50'Cd/115V/1Ph/cCSAus/UL | https://www.zoellerpumps.com/en-us/products/sewage-pumps/residential/model-264 | EA | 850 | 637.5 | 53514106805 | 3 Weeks | 41.5 | LB | 16.25 | 11 | 13.5 | 3 Year | YES
264-0028 | E264 50'Cd/230V/1Ph/cCSAus | E264 50'Cd/230V/1Ph/cCSAus/UL | https://www.zoellerpumps.com/en-us/products/sewage-pumps/residential/model-264 | EA | 800 | 600 | 53514121488 | 3 Weeks | 41.5 | LB | 16.25 | 11 | 13.5 | 3 Year | YES
264-0030 | E264 35'Cd/230V/1Ph/cCSAus | E264 35'Cd/230V/1Ph/cCSAus/UL | https://www.zoellerpumps.com/en-us/products/sewage-pumps/residential/model-264 | EA | 800 | 600 | 53514212247 | 3 Weeks | 41 | LB | 16.25 | 11 | 13.5 | 3 Year | YES
264-0037 | D264 50'Cd/230V/1Ph/cCSAus | D264 50'Cd/230V/1Ph/cCSAus/UL | https://www.zoellerpumps.com/en-us/products/sewage-pumps/residential/model-264 | EA | 900 | 675 | 53514366384 | 3 Weeks | 35.5 | LB | 16.25 | 11 | 13.5 | 3 Year | YES
265-0003 | D165 2F/230V/1Ph/cCSAus/(165-0003) | D165 2F/230V/1Ph/cCSAus/UL/(165-0003) | https://www.zoellerpumps.com/en-us/products/sump-effluent-pumps/commercial/160-series | EA | 2090 |  | 53514017484 | 4 Weeks | 86 | LB | 21.25 | 11.75 | 14.75 | 1 Year | YES
265-0004 | E165 2F/230V/1Ph/cCSAus/(165-0004) | E165 2F/230V/1Ph/cCSAus/UL/(165-0004) | https://www.zoellerpumps.com/en-us/products/sump-effluent-pumps/commercial/160-series | EA | 1950 |  | 53514017491 | 4 Weeks | 85 | LB | 21.25 | 11.75 | 14.75 | 1 Year | YES
265-0005 | J165 2F/200-208V/3Ph/cCSAus/(165-0009) | J165 2F/200-208V/3Ph/cCSAus/UL/(165-0009) | https://www.zoellerpumps.com/en-us/products/sump-effluent-pumps/commercial/160-series | EA | 2060 |  | 53514017507 | 4 Weeks | 85 | LB | 21.25 | 11.75 | 14.75 | 1 Year | YES
265-0006 | I165 2F/200-208V/1Ph/cCSAus/(165-0020) | I165 2F/200-208V/1Ph/cCSAus/(165-0020) | https://www.zoellerpumps.com/en-us/products/sump-effluent-pumps/commercial/160-series | EA | 1890 |  | 53514017514 | 4 Weeks | 85 | LB | 21.25 | 11.75 | 14.75 | 1 Year | YES
265-0007 | G165 2F/460V/3Ph/cCSAus/(165-0008) | G165 2F/460V/3Ph/cCSAus/UL/(165-0008) | https://www.zoellerpumps.com/en-us/products/sump-effluent-pumps/commercial/160-series | EA | 2030 |  | 53514017521 | 4 Weeks | 85 | LB | 21.25 | 11.75 | 14.75 | 1 Year | YES
265-0009 | F165 2F/230V/3Ph/cCSAus/(165-0015) | F165 2F/230V/3Ph/cCSAus/UL/(165-0015) | https://www.zoellerpumps.com/en-us/products/sump-effluent-pumps/commercial/160-series | EA | 2040 |  | 53514017545 | 4 Weeks | 85 | LB | 21.25 | 11.75 | 14.75 | 1 Year | YES
265-0010 | D165 2F/230V/1Ph/ED/(165-0025) | D165 2F/230V/1Ph/ED/(165-0025) | https://www.zoellerpumps.com/en-us/products/sump-effluent-pumps/commercial/160-series | EA | 2160 |  | 53514017552 | 4 Weeks | 86 | LB | 21.25 | 11.75 | 14.75 | 1 Year | YES
265-0011 | E165 2F/25'Cd/230V/1Ph/cCSAus/(165-0026) | E165 2F/25'Cd/230V/1Ph/cCSAus/UL/(165-0026) | https://www.zoellerpumps.com/en-us/products/sump-effluent-pumps/commercial/160-series | EA | 1930 |  | 53514029128 | 4 Weeks | 87 | LB | 21.25 | 11.75 | 14.75 | 1 Year | YES
265-0012 | BA165 2F/575V/3Ph/cCSAus/(165-0027) | BA165 2F/575V/3Ph/cCSAus/(165-0027) | https://www.zoellerpumps.com/en-us/products/sump-effluent-pumps/commercial/160-series | EA | 2250 |  | 53514030643 | 4 Weeks | 85 | LB | 21.25 | 11.75 | 14.75 | 1 Year | YES
265-0013 | G165 2F/35'Cd/460V/3Ph/cCSAus/(165-0023) | G165 2F/35'Cd/460V/3Ph/cCSAus/UL/(165-0023) | https://www.zoellerpumps.com/en-us/products/sump-effluent-pumps/commercial/160-series | EA | 2100 |  | 53514037079 | 4 Weeks | 90 | LB | 21.25 | 11.75 | 14.75 | 1 Year | YES
265-0014 | H165 2F/200-208V/1Ph/cCSAus/(165-0012) | H165 2F/200-208V/1Ph/cCSAus/(165-0012) | https://www.zoellerpumps.com/en-us/products/sump-effluent-pumps/commercial/160-series | EA | 2030 |  | 53514037192 | 5 Weeks | 86 | LB | 21.25 | 11.75 | 14.75 | 1 Year | YES
265-0015 | D165 2F/35'Cd/230V/1Ph/cCSAus/(165-0029) | D165 2F/35'Cd/230V/1Ph/cCSAus/UL/(165-0029) | https://www.zoellerpumps.com/en-us/products/sump-effluent-pumps/commercial/160-series | EA | 2190 |  | 53514039554 | 4 Weeks | 91 | LB | 21.25 | 11.75 | 14.75 | 1 Year | YES
265-0016 | BE165 2F/230V/1Ph/Pb/cCSAus/(165-0004) | BE165 2F/230V/1Ph/Pb/cCSAus/UL/(165-0004) | https://www.zoellerpumps.com/en-us/products/sump-effluent-pumps/commercial/160-series | EA | 2040 |  | 53514044282 | 4 Weeks | 83 | LB | 21.25 | 11.75 | 14.75 | 1 Year | YES
265-0017 | G165 2F/50'Cd/460V/3Ph/cCSAus/(165-0031) | G165 2F/50'Cd/460V/3Ph/cCSAus/UL/(165-0031) | https://www.zoellerpumps.com/en-us/products/sump-effluent-pumps/commercial/160-series | EA | 2160 |  | 53514045807 | 4 Weeks | 92 | LB | 21.25 | 11.75 | 14.75 | 1 Year | YES
265-0018 | F165 2F/35'/230V/3Ph/cCSAus/(165-0033) | F165 2F/35'/230V/3Ph/cCSAus/UL/(165-0033) | https://www.zoellerpumps.com/en-us/products/sump-effluent-pumps/commercial/160-series | EA | 2110 |  | 53514053994 | 4 Weeks | 90 | LB | 21.25 | 11.75 | 14.75 | 1 Year | YES
265-0019 | E165 2F/50'Cd/230V/1Ph/cCSAus/(165-0014) | E165 2F/50'Cd/230V/1Ph/UL/cCSAus/(165-0014) | https://www.zoellerpumps.com/en-us/products/sump-effluent-pumps/commercial/160-series | EA | 2090 |  | 53514062569 | 4 Weeks | 90 | LB | 21.25 | 11.75 | 14.75 | 1 Year | YES
265-0022 | E165 2F/35'Cd/230V/1Ph/cCSAus/(165-0013) | E165 2F/35'Cd/230V/1Ph/cCSAus/UL/(165-0013) | https://www.zoellerpumps.com/en-us/products/sump-effluent-pumps/commercial/160-series | EA | 2040 |  | 53514086299 | 4 Weeks | 87 | LB | 21.25 | 11.75 | 14.75 | 1 Year | YES
265-0024 | H165 2F/50'Cd/200-208V/1Ph/cCSAus/(165-0045) | H165 2F/50'Cd/200-208V/1Ph/cCSAus/(165-0045) | https://www.zoellerpumps.com/en-us/products/sump-effluent-pumps/commercial/160-series | EA | 2190 |  | 53514109592 | 5 Weeks | 90 | LB | 21.25 | 11.75 | 14.75 | 1 Year | YES
265-0026 | EX165 2F/230V/1Ph/Ex Pr/(165-0039) | EX165 2F/230V/1Ph/Ex Pr/FM/CSA/(165-0039) | https://www.zoellerpumps.com/en-us/products/sump-effluent-pumps/commercial/160-series | EA | 3890 |  | 53514137083 | 6 Weeks | 118 | LB | 32 | 12 | 15 | 1 Year | NO
265-0027 | J165 2F/35'Cd/200-208V/3Ph/cCSAus/(165-0028) | J165 2F/35'Cd/200-208V/3Ph/cCSAus/UL/(165-0028) | https://www.zoellerpumps.com/en-us/products/sump-effluent-pumps/commercial/160-series | EA | 2130 |  | 53514165697 | 4 Weeks | 87 | LB | 21.25 | 11.75 | 14.75 | 1 Year | YES
265-0030 | GX165 2F/460V/3Ph/Ex Pr/(165-0042) | GX165 2F/460V/3Ph/Ex Pr/FM/CSA/(165-0042) | https://www.zoellerpumps.com/en-us/products/sump-effluent-pumps/commercial/160-series | EA | 4140 |  | 53514184827 | 6 Weeks | 118 | LB | 21.25 | 11.75 | 14.75 | 1 Year | NO
265-0031 | J165 2F/25'Cd/200-208V/3Ph/cCSAus/(165-0055) | J165 2F/25'Cd/200-208V/3Ph/cCSAus/UL/(165-0055) | https://www.zoellerpumps.com/en-us/products/sump-effluent-pumps/commercial/160-series | EA | 2170 |  | 53514190606 | 4 Weeks | 88 | LB | 21.25 | 11.75 | 14.75 | 1 Year | YES
265-0032 | I165 2F/25' Cord/200-208V/1Ph/cCSAus/(165-0059) | I165 2F/25' Cord/200-208V/1Ph/cCSAus/(165-0059) | https://www.zoellerpumps.com/en-us/products/sump-effluent-pumps/commercial/160-series | EA | 1980 |  | 53514228170 | 4 Weeks | 85 | LB | 21.25 | 11.75 | 14.75 | 1 Year | YES
265-0033 | GX165 2F/25'Cd/460V/3Ph/Ex Pr/(165-0060) | GX165 2F/25'Cd/460V/3Ph/Ex Pr/FM/CSA/(165-0060) | https://www.zoellerpumps.com/en-us/products/sump-effluent-pumps/commercial/160-series | EA | 4180 |  | 53514239510 | 6 Weeks | 118 | LB | 32 | 12 | 15 | 1 Year | NO
265-0034 | J165 2F/50'Cd/200-208V/3Ph/cCSAus/(165-0061) | J165 2F/50'Cd/200-208V/3Ph/cCSAus/UL/(165-0061) | https://www.zoellerpumps.com/en-us/products/sump-effluent-pumps/commercial/160-series | EA | 2190 |  | 53514240301 | 4 Weeks | 87 | LB | 21.25 | 11.75 | 14.75 | 1 Year | YES
265-0035 | G165 2F/25'Cd/460V/3Ph/cCSAus/(165-0046) | G165 2F/25'Cd/460V/3Ph/cCSAus/UL/(165-0046) | https://www.zoellerpumps.com/en-us/products/sump-effluent-pumps/commercial/160-series | EA | 2140 |  | 53514259457 | 4 Weeks | 90 | LB | 21.25 | 11.75 | 14.75 | 1 Year | YES
265-0036 | I165 2F/50' Cord/200-208V/1Ph/cCSAus/(165-0064) | I165 2F/50' Cord/200-208V/1Ph/cCSAus/(165-0064) | https://www.zoellerpumps.com/en-us/products/sump-effluent-pumps/commercial/160-series | EA | 2020 |  | 53514263232 | 4 Weeks | 85 | LB | 21.25 | 11.75 | 14.75 | 1 Year | YES
265-0039 | FX165 2F/35'Cd/230V/3Ph/Ex Pr/(165-0072) | FX165 2F/35'Cd/230V/3Ph/Ex Pr/FM/CSA/(165-0072) | https://www.zoellerpumps.com/en-us/products/sump-effluent-pumps/commercial/160-series | EA | 4290 |  | 53514332457 | 6 Weeks | 118 | LB | 32 | 12 | 15 | 1 Year | NO
265-0040 | IX165 2F/200V/1Ph/Ex Pr/(165-0044) | IX165 2F/200V/1Ph/Ex Pr/FM/CSA/(165-0044) | https://www.zoellerpumps.com/en-us/products/sump-effluent-pumps/commercial/160-series | EA | 3820 |  | 53514332471 | 6 Weeks | 117 | LB | 22.62 | 11.75 | 14.75 | 1 Year | NO
265-0041 | D165 2F/50'Cd/230V/1Ph/cCSAus/(165-00056) | D165 2F/50'Cd/230V/1Ph/cCSAus/UL/(165-00056) | https://www.zoellerpumps.com/en-us/products/sump-effluent-pumps/commercial/160-series | EA | 2240 |  | 53514346195 | 4 Weeks | 94 | LB | 21.25 | 11.75 | 14.75 | 1 Year | YES
265-0043 | D165 2F/25'Cd/230V/1Ph/cCSAus/(165-0075) | D165 2F/25'Cd/230V/1Ph/cCSAus/UL/(165-0075) | https://www.zoellerpumps.com/en-us/products/sump-effluent-pumps/commercial/160-series | EA | 2120 |  | 53514362614 | 4 Weeks | 86 | LB | 21.25 | 11.75 | 14.75 | 1 Year | YES
265-0044 | HX165 2F/200V/1Ph/Ex Pr/(165-0058) | HX165 2F/200V/1Ph/Ex Pr/FM/CSA/(165-0058) | https://www.zoellerpumps.com/en-us/products/sump-effluent-pumps/commercial/160-series | EA | 4800 |  | 53514366674 | 6 Weeks | 118 | LB | 32 | 12 | 15 | 1 Year | NO
266-0001 | M266 115V/1Ph/cCSAus | M266 115V/1Ph/cCSAus/UL | https://www.zoellerpumps.com/en-us/products/sewage-pumps/residential/260-series | EA | 652 |  | 53514017569 | IN STOCK | 41 | LB | 16.25 | 11 | 13.5 | 3 Year | YES
266-0002 | N266 115V/1Ph/cCSAus | N266 115V/1Ph/cCSAus/UL | https://www.zoellerpumps.com/en-us/products/sewage-pumps/residential/260-series | EA | 577 |  | 53514017576 | 3 Weeks | 40 | LB | 16.25 | 11 | 13.5 | 3 Year | YES
266-0003 | D266 230V/1Ph/cCSAus | D266 230V/1Ph/cCSAus/UL | https://www.zoellerpumps.com/en-us/products/sewage-pumps/residential/260-series | EA | 840 |  | 53514017583 | 3 Weeks | 41 | LB | 16.25 | 11 | 13.5 | 3 Year | YES
266-0004 | E266 230V/1Ph/cCSAus | E266 230V/1Ph/UL/cCSAus | https://www.zoellerpumps.com/en-us/products/sewage-pumps/residential/260-series | EA | 770 |  | 53514017590 | 3 Weeks | 40 | LB | 16.25 | 11 | 13.5 | 3 Year | YES
266-0005 | BN266 115V/1Ph/Pb15'/cCSAus | BN266 115V/1Ph/Pb15'/cCSAus/UL | https://www.zoellerpumps.com/en-us/products/sewage-pumps/residential/260-series | EA | 623 |  | 53514017606 | 3 Weeks | 42 | LB | 16.25 | 11 | 13.5 | 3 Year | YES
266-0006 | F266 230V/3Ph/cCSAus | F266 230V/3Ph/UL/cCSAus | https://www.zoellerpumps.com/en-us/products/sewage-pumps/residential/260-series | EA | 900 |  | 53514028367 | 3 Weeks | 40 | LB | 16.25 | 11 | 13.5 | 3 Year | YES
266-0007 | G266 460V/3Ph/cCSAus | G266 460V/3Ph/cCSAus | https://www.zoellerpumps.com/en-us/products/sewage-pumps/residential/260-series | EA | 900 |  | 53514028374 | 3 Weeks | 40 | LB | 16.25 | 11 | 13.5 | 3 Year | YES
266-0008 | J266 200-208V/3Ph/cCSAus | J266 200-208V/3Ph/UL/cCSAus | https://www.zoellerpumps.com/en-us/products/sewage-pumps/residential/260-series | EA | 900 |  | 53514028381 | 3 Weeks | 40 | LB | 16.25 | 11 | 13.5 | 3 Year | YES
266-0009 | H266 200-208V/1Ph/cCSAus | H266 200-208V/1Ph/cCSAus | https://www.zoellerpumps.com/en-us/products/sewage-pumps/residential/260-series | EA | 880 |  | 53514028398 | 3 Weeks | 41 | LB | 16.25 | 11 | 13.5 | 3 Year | YES
266-0010 | I266 200-208V/1Ph/cCSAus | I266 200-208V/1Ph/cCSAus | https://www.zoellerpumps.com/en-us/products/sewage-pumps/residential/260-series | EA | 820 |  | 53514028404 | 3 Weeks | 40 | LB | 16.25 | 11 | 13.5 | 3 Year | YES
266-0017 | M266 50'Cd/115V/1Ph/cCSAus | M266 50'Cd/115V/1Ph/cCSAus/UL | https://www.zoellerpumps.com/en-us/products/sewage-pumps/residential/260-series | EA | 810 |  | 53514037048 | 3 Weeks | 50 | LB | 16.25 | 11 | 13.5 | 3 Year | YES
266-0018 | M266 25'Cd/115V/1Ph/cCSAus | M266 25'Cd/115V/1Ph/cCSAus/UL | https://www.zoellerpumps.com/en-us/products/sewage-pumps/residential/260-series | EA | 790 |  | 53514037260 | 3 Weeks | 43 | LB | 16.25 | 11 | 13.5 | 3 Year | YES
266-0020 | BE266 230V/1Ph/Pb15'/MFS/cCSAus | BE266 230V/1Ph/Pb15'/MFS/cCSAus/UL | https://www.zoellerpumps.com/en-us/products/sewage-pumps/residential/260-series | EA | 820 |  | 53514041342 | 3 Weeks | 42 | LB | 16.25 | 11 | 13.5 | 3 Year | YES
266-0022 | N266 25'Cd/115V/1Ph/cCSAus | N266 25'Cd/115V/1Ph/cCSAus/UL | https://www.zoellerpumps.com/en-us/products/sewage-pumps/residential/260-series | EA | 710 |  | 53514059255 | 3 Weeks | 45 | LB | 16.25 | 11 | 13.5 | 3 Year | YES
266-0023 | N266 115V/1Ph/Ci Imp/cCSAus | N266 115V/1Ph/Ci Imp/cCSAus/UL | https://www.zoellerpumps.com/en-us/products/sewage-pumps/residential/260-series | EA | 680 |  | 53514050245 | 3 Weeks | 41 | LB | 16.25 | 11 | 13.5 | 3 Year | YES
266-0024 | D266 230V/1Ph/CI Imp/cCSAus | D266 230V/1Ph/CI Imp/cCSAus/UL | https://www.zoellerpumps.com/en-us/products/sewage-pumps/residential/260-series | EA | 880 |  | 53514065591 | 3 Weeks | 42 | LB | 16.25 | 11 | 13.5 | 3 Year | YES
266-0025 | M266 35'Cd/115V/1Ph/cCSAus | M266 35'Cd/115V/1Ph/cCSAus/UL | https://www.zoellerpumps.com/en-us/products/sewage-pumps/residential/260-series | EA | 780 |  | 53514077365 | 3 Weeks | 52 | LB | 16.25 | 11 | 13.5 | 3 Year | YES
266-0028 | D266 35'Cd/230V/1Ph/cCSAus | D266 35'Cd/230V/1Ph/cCSAus/UL | https://www.zoellerpumps.com/en-us/products/sewage-pumps/residential/260-series | EA | 920 |  | 53514113551 | 3 Weeks | 42 | LB | 16.25 | 11 | 13.5 | 3 Year | YES
266-0029 | E266 50'Cd/230V/1Ph/cCSAus | E266 50'Cd/230V/1Ph/UL/cCSAus | https://www.zoellerpumps.com/en-us/products/sewage-pumps/residential/260-series | EA | 900 |  | 53514119492 | 3 Weeks | 40 | LB | 16.25 | 11 | 13.5 | 3 Year | YES
266-0031 | G266 35'Cd/460V/3Ph/cCSAus | G266 35'Cd/460V/3Ph/cCSAus | https://www.zoellerpumps.com/en-us/products/sewage-pumps/residential/260-series | EA | 990 |  | 53514134068 | 3 Weeks | 42 | LB | 16.25 | 11 | 13.5 | 3 Year | YES
266-0032 | J266 25'Cd/200-208V/3Ph/cCSAus | J266 25'Cd/200-208V/3Ph/UL/cCSAus | https://www.zoellerpumps.com/en-us/products/sewage-pumps/residential/260-series | EA | 970 |  | 53514135812 | 3 Weeks | 40 | LB | 16.25 | 11 | 13.5 | 3 Year | YES
266-0033 | M266 15'Cd/115V/1Ph/cCSAus | M266 15'Cd/115V/1Ph/cCSAus/UL | https://www.zoellerpumps.com/en-us/products/sewage-pumps/residential/260-series | EA | 740 |  | 53514144739 | 3 Weeks | 41 | LB | 16.25 | 11 | 13.5 | 3 Year | YES
266-0034 | N266 50'Cd/115V/1Ph/cCSAus | N266 50'Cd/115V/1Ph/cCSAus/UL | https://www.zoellerpumps.com/en-us/products/sewage-pumps/residential/260-series | EA | 810 |  | 53514145057 | 3 Weeks | 48 | LB | 16.25 | 11 | 13.5 | 3 Year | YES
266-0035 | N266 35'Cd/115V/1Ph/cCSAus | N266 35'Cd/115V/1Ph/cCSAus/UL | https://www.zoellerpumps.com/en-us/products/sewage-pumps/residential/260-series | EA | 700 |  | 53514146122 | 3 Weeks | 42 | LB | 16.25 | 11 | 13.5 | 3 Year | YES
266-0037 | F266 25'Cd/230V/3Ph/cCSAus | F266 25'Cd/230V/3Ph/UL/cCSAus | https://www.zoellerpumps.com/en-us/products/sewage-pumps/residential/260-series | EA | 970 |  | 53514176839 | 3 Weeks | 40 | LB | 16.25 | 11 | 13.5 | 3 Year | YES
266-0038 | D266 25'Cd/230V/1Ph/cCSAus | D266 25'Cd/230V/1Ph/cCSAus/UL | https://www.zoellerpumps.com/en-us/products/sewage-pumps/residential/260-series | EA | 900 |  | 53514177164 | 3 Weeks | 41 | LB | 16.25 | 11 | 13.5 | 3 Year | YES
266-0039 | F266 35'Cd/230V/3Ph/cCSAus | F266 35'Cd/230V/3Ph/UL/cCSAus | https://www.zoellerpumps.com/en-us/products/sewage-pumps/residential/260-series | EA | 990 |  | 53514178567 | 3 Weeks | 41 | LB | 16.25 | 11 | 13.5 | 3 Year | YES
266-0040 | J266 50'Cd/200-208V/3Ph/cCSAus | J266 50'Cd/200-208V/3Ph/UL/cCSAus | https://www.zoellerpumps.com/en-us/products/sewage-pumps/residential/260-series | EA | 1020 |  | 53514192754 | 3 Weeks | 43 | LB | 16.25 | 11 | 13.5 | 3 Year | YES
266-0041 | J266 35'Cd/200-208V/3Ph/cCSAus | J266 35'Cd/200-208V/3Ph/UL/cCSAus | https://www.zoellerpumps.com/en-us/products/sewage-pumps/residential/260-series | EA | 990 |  | 53514192761 | 3 Weeks | 41 | LB | 16.25 | 11 | 13.5 | 3 Year | YES
266-0042 | E266 25'Cd/230V/1Ph/cCSAus | E266 25'Cd/230V/1Ph/UL/cCSAus | https://www.zoellerpumps.com/en-us/products/sewage-pumps/residential/260-series | EA | 830 |  | 53514197988 | 3 Weeks | 38 | LB | 16.25 | 11 | 13.5 | 3 Year | YES
266-0043 | I266 25'Cd/200-208V/1Ph/cCSAus | I266 25'Cd/200-208V/1Ph/cCSAus | https://www.zoellerpumps.com/en-us/products/sewage-pumps/residential/260-series | EA | 880 |  | 53514211318 | 3 Weeks | 39.5 | LB | 16.25 | 11 | 13.5 | 3 Year | YES
266-0046 | G266 25'Cd/460V/3Ph/cCSAus | G266 25'Cd/460V/3Ph/cCSAus | https://www.zoellerpumps.com/en-us/products/sewage-pumps/residential/260-series | EA | 970 |  | 53514309848 | 3 Weeks | 39.5 | LB | 16.25 | 11 | 13.5 | 3 Year | YES
266-0053 | H266 25'Cd/200-208V/1Ph/cCSAus | H266 25'Cd/200-208V/1Ph/cCSAus | https://www.zoellerpumps.com/en-us/products/sewage-pumps/residential/260-series | EA | 950 |  | 53514354138 | 3 Weeks | 39.5 | LB | 16.25 | 11 | 13.5 | 3 Year | YES
266-0056 | H266 15'Cd/200-208V/1Ph/cCSAus | H266 15'Cd/200-208V/1Ph/cCSAus | https://www.zoellerpumps.com/en-us/products/sewage-pumps/residential/260-series | EA | 910 |  | 53514383855 | 3 Weeks | 39.5 | LB | 16.25 | 11 | 13.5 | 3 Year | YES
266-0060 | I266 35'Cd/200-208V/1Ph/cCSAus | I266 35'Cd/200-208V/1Ph/cCSAus | https://www.zoellerpumps.com/en-us/products/sewage-pumps/residential/260-series | EA | 900 |  | 53514441562 | 3 Weeks | 39.5 | LB | 16.25 | 11 | 13.5 | 3 Year | YES
266-0061 | M266 25'Cd/115V/1Ph/cCSAus/CI Impeller | M266 25'Cd/115V/1Ph/cCSAus/CI Impeller | https://www.zoellerpumps.com/en-us/products/sewage-pumps/residential/260-series | EA | 830 |  | 53514449667 | 3 Weeks | 50 | LB | 16.25 | 11 | 13.5 | 3 Year | YES
267-0001 | M267 115V/1Ph/cCSAus | M267 115V/1Ph/cCSAus/UL | https://www.zoellerpumps.com/en-us/products/sewage-pumps/residential/260-series | EA | 671 | 503.25 | 53514017613 | IN STOCK | 47.5 | LB | 16.25 | 11 | 13.5 | 3 Year | YES
267-0002 | N267 115V/1Ph/cCSAus | N267 115V/1Ph/cCSAus/UL | https://www.zoellerpumps.com/en-us/products/sewage-pumps/residential/260-series | EA | 602 | 451.5 | 53514017620 | IN STOCK | 45.5 | LB | 16.25 | 11 | 13.5 | 3 Year | YES
267-0003 | D267 230V/1Ph/cCSAus | D267 230V/1Ph/cCSAus/UL | https://www.zoellerpumps.com/en-us/products/sewage-pumps/residential/260-series | EA | 860 | 645 | 53514017637 | 3 Weeks | 47.5 | LB | 16.25 | 11 | 13.5 | 3 Year | YES
267-0004 | E267 230V/1Ph/cCSAus | E267 230V/1Ph/UL/cCSAus | https://www.zoellerpumps.com/en-us/products/sewage-pumps/residential/260-series | EA | 722 | 541.5 | 53514017644 | IN STOCK | 45.5 | LB | 16.25 | 11 | 13.5 | 3 Year | YES
267-0006 | M267 25'Cd/115V/1Ph/cCSAus | M267 25'Cd/115V/1Ph/cCSAus/UL | https://www.zoellerpumps.com/en-us/products/sewage-pumps/residential/260-series | EA | 731 | 548.25 | 53514017651 | IN STOCK | 49.5 | LB | 16.25 | 11 | 13.5 | 3 Year | YES
267-0008 | M267 15'Cd/115V/1Ph/cCSAus | M267 15'Cd/115V/1Ph/cCSAus/UL | https://www.zoellerpumps.com/en-us/products/sewage-pumps/residential/260-series | EA | 770 | 577.5 | 53514017675 | 3 Weeks | 47.5 | LB | 16.25 | 11 | 13.5 | 3 Year | YES
267-0010 | F267 230V/3Ph/cCSAus | F267 230V/3Ph/UL/cCSAus | https://www.zoellerpumps.com/en-us/products/sewage-pumps/residential/260-series | EA | 920 | 690 | 53514017682 | 3 Weeks | 45.5 | LB | 16.25 | 11 | 13.5 | 3 Year | YES
267-0011 | J267 200-208V/3Ph/cCSAus | J267 200-208V/3Ph/UL/cCSAus | https://www.zoellerpumps.com/en-us/products/sewage-pumps/residential/260-series | EA | 920 | 690 | 53514017699 | 3 Weeks | 45.5 | LB | 16.25 | 11 | 13.5 | 3 Year | YES
267-0012 | D267 15'Cd/230V/1Ph/cCSAus | D267 15'Cd/230V/1Ph/cCSAus/UL | https://www.zoellerpumps.com/en-us/products/sewage-pumps/residential/260-series | EA | 890 | 667.5 | 53514017705 | 3 Weeks | 47.5 | LB | 16.25 | 11 | 13.5 | 3 Year | YES
267-0013 | N267 25'Cd/115V/1Ph/cCSAus | N267 25'Cd/115V/1Ph/cCSAus/UL | https://www.zoellerpumps.com/en-us/products/sewage-pumps/residential/260-series | EA | 662 | 496.5 | 53514017712 | IN STOCK | 47.5 | LB | 16.25 | 11 | 13.5 | 3 Year | YES
267-0020 | M267 50'Cd/115V/1Ph/cCSAus | M267 50'Cd/115V/1Ph/cCSAus/UL | https://www.zoellerpumps.com/en-us/products/sewage-pumps/residential/260-series | EA | 781 | 675 | 53514017736 | 3 Weeks | 56.5 | LB | 16.25 | 11 | 13.5 | 3 Year | YES
267-0024 | E267 230V/1Ph/cCSAus/No Plug | E267 230V/1Ph/cCSAus/UL/No Plug | https://www.zoellerpumps.com/en-us/products/sewage-pumps/residential/260-series | EA | 790 | 592.5 | 53514045104 | 3 Weeks | 45.5 | LB | 16.25 | 11 | 13.5 | 3 Year | YES
267-0027 | N267 35'Cd/115V/1Ph/cCSAus | N267 35'Cd/115V/1Ph/cCSAus/UL | https://www.zoellerpumps.com/en-us/products/sewage-pumps/residential/260-series | EA | 770 | 577.5 | 53514017798 | 3 Weeks | 50.5 | LB | 16.25 | 11 | 13.5 | 3 Year | YES
267-0029 | M267 35'Cd/115V/1Ph/cCSAus | M267 35'Cd/115V/1Ph/cCSAus/UL | https://www.zoellerpumps.com/en-us/products/sewage-pumps/residential/260-series | EA | 820 | 615 | 53514017804 | 3 Weeks | 52.5 | LB | 16.25 | 11 | 13.5 | 3 Year | YES
267-0030 | M267 115V/1Ph/Extra Duty | M267 115V/1Ph/Extra Duty | https://www.zoellerpumps.com/en-us/products/sewage-pumps/residential/260-series | EA | 790 | 592.5 | 53514017811 | 3 Weeks | 47.5 | LB | 16.25 | 11 | 13.5 | 3 Year | YES
267-0031 | E267 50'Cd/230V/1Ph/cCSAus | E267 50'Cd/230V/1Ph/UL/cCSAus | https://www.zoellerpumps.com/en-us/products/sewage-pumps/residential/260-series | EA | 920 | 690 | 53514017828 | 3 Weeks | 54.5 | LB | 16.25 | 11 | 13.5 | 3 Year | YES
267-0032 | BN267 115V/1Ph/Pb15'/cCSAus Pump | BN267 115V/1Ph/Pb15'/UL/cCSAus Pump | https://www.zoellerpumps.com/en-us/products/sewage-pumps/residential/260-series | EA | 655 | 491.25 | 53514017835 | IN STOCK | 47.5 | LB | 16.25 | 11 | 13.5 | 3 Year | YES
267-0033 | D267 25'Cd/230V/1Ph/cCSAus | D267 25'Cd/230V/1Ph/cCSAus/UL | https://www.zoellerpumps.com/en-us/products/sewage-pumps/residential/260-series | EA | 930 | 697.5 | 53514017842 | 3 Weeks | 49.5 | LB | 16.25 | 11 | 13.5 | 3 Year | YES
267-0034 | M267 15'Cd/115V/1Ph/ED | M267 15'Cd/115V/1Ph/ED | https://www.zoellerpumps.com/en-us/products/sewage-pumps/residential/260-series | EA | 820 | 615 | 53514017859 | 3 Weeks | 47.5 | LB | 16.25 | 11 | 13.5 | 3 Year | YES
267-0038 | N267 50'Cd/115V/1Ph/cCSAus | N267 50'Cd/115V/1Ph/cCSAus/UL | https://www.zoellerpumps.com/en-us/products/sewage-pumps/residential/260-series | EA | 840 | 630 | 53514017897 | 3 Weeks | 54.5 | LB | 16.25 | 11 | 13.5 | 3 Year | YES
267-0039 | E267 25'Cd/230V/1Ph/cCSAus | E267 25'Cd/230V/1Ph/UL/cCSAus | https://www.zoellerpumps.com/en-us/products/sewage-pumps/residential/260-series | EA | 850 | 637.5 | 53514017903 | 3 Weeks | 47.5 | LB | 16.25 | 11 | 13.5 | 3 Year | YES
267-0041 | G267 460V/3Ph/cCSAus | G267 460V/3Ph/cCSAus | https://www.zoellerpumps.com/en-us/products/sewage-pumps/residential/260-series | EA | 920 | 690 | 53514028411 | 3 Weeks | 45.5 | LB | 16.25 | 11 | 13.5 | 3 Year | YES
267-0042 | H267 200-208V/1Ph/cCSAus | H267 200-208V/1Ph/cCSAus | https://www.zoellerpumps.com/en-us/products/sewage-pumps/residential/260-series | EA | 910 | 682.5 | 53514028428 | 5 Weeks | 47.5 | LB | 16.25 | 11 | 13.5 | 3 Year | YES
267-0043 | I267 200-208V/1Ph/cCSAus | I267 200-208V/1Ph/cCSAus | https://www.zoellerpumps.com/en-us/products/sewage-pumps/residential/260-series | EA | 840 | 630 | 53514028435 | 3 Weeks | 45.5 | LB | 16.25 | 11 | 13.5 | 3 Year | YES
267-0046 | D267 50'Cd/230V/1Ph/cCSAus | D267 50'Cd/230V/1Ph/cCSAus/UL | https://www.zoellerpumps.com/en-us/products/sewage-pumps/residential/260-series | EA | 990 | 742.5 | 53514030186 | 3 Weeks | 56.5 | LB | 16.25 | 11 | 13.5 | 3 Year | YES
267-0049 | E267 230V/1Ph/Extra Duty | E267 230V/1Ph/Extra Duty | https://www.zoellerpumps.com/en-us/products/sewage-pumps/residential/260-series | EA | 840 | 630 | 53514036546 | 3 Weeks | 45.5 | LB | 16.25 | 11 | 13.5 | 3 Year | YES
267-0050 | M267 115V/1Ph/Ci Imp/cCSAus | M267 115V/1Ph/Ci Imp/cCSAus/UL | https://www.zoellerpumps.com/en-us/products/sewage-pumps/residential/260-series | EA | 711 | 533.25 | 53514040536 | IN STOCK | 48.5 | LB | 16.25 | 11 | 13.5 | 3 Year | YES
267-0051 | N267 115V/1Ph/Ci Imp/cCSAus | N267 115V/1Ph/Ci Imp/cCSAus/UL | https://www.zoellerpumps.com/en-us/products/sewage-pumps/residential/260-series | EA | 690 | 517.5 | 53514040543 | 3 Weeks | 46.5 | LB | 16.25 | 11 | 13.5 | 3 Year | YES
267-0053 | H267 25'Cd/200-208V/1Ph//cCSAus/CI Imp | H267 25'Cd/200-208V/1Ph//cCSAus/CI Imp | https://www.zoellerpumps.com/en-us/products/sewage-pumps/residential/260-series | EA | 980 | 735 | 53514040840 | 5 Weeks | 49.5 | LB | 16.25 | 11 | 13.5 | 3 Year | YES
267-0054 | BE267 230V/1Ph/15'Pb/cCSAus Pump | BE267 230V/1Ph/15'Pb/UL/cCSAus Pump | https://www.zoellerpumps.com/en-us/products/sewage-pumps/residential/260-series | EA | 850 | 637.5 | 53514041359 | 3 Weeks | 47.5 | LB | 16.25 | 11 | 13.5 | 3 Year | YES
267-0055 | G267 50'Cd/460V/3Ph/cCSAus | G267 50'Cd/460V/3Ph/cCSAus | https://www.zoellerpumps.com/en-us/products/sewage-pumps/residential/260-series | EA | 1040 | 780 | 53514041656 | 3 Weeks | 54.5 | LB | 16.25 | 11 | 13.5 | 3 Year | YES
267-0057 | BN267 115V/1Ph/Pb15'/CI Impeller/cCSAus Pump | BN267 115V/1Ph/Pb15'/CI Impeller/UL/cCSAus Pump | https://www.zoellerpumps.com/en-us/products/sewage-pumps/residential/260-series | EA | 750 | 562.5 | 53514047825 | 3 Weeks | 48.5 | LB | 16.25 | 11 | 13.5 | 3 Year | YES
267-0059 | E267 230V/1Ph/C.I. Imp/cCSAus | E267 230V/1Ph/C.I. Imp/UL | https://www.zoellerpumps.com/en-us/products/sewage-pumps/residential/260-series | EA | 830 | 622.5 | 53514050221 | 3 Weeks | 46.5 | LB | 16.25 | 11 | 13.5 | 3 Year | YES
267-0060 | G267 25'Cd/460V/3Ph/cCSAus | G267 25'Cd/460V/3Ph/cCSAus | https://www.zoellerpumps.com/en-us/products/sewage-pumps/residential/260-series | EA | 990 | 742.5 | 53514053765 | 3 Weeks | 47.5 | LB | 16.25 | 11 | 13.5 | 3 Year | YES
267-0061 | J267 35'Cd/200-208V/3Ph/cCSAus | J267 35'Cd/200-208V/3Ph/UL/cCSAus | https://www.zoellerpumps.com/en-us/products/sewage-pumps/residential/260-series | EA | 1010 | 757.5 | 53514056414 | 3 Weeks | 50.5 | LB | 16.25 | 11 | 13.5 | 3 Year | YES
267-0064 | N267 35'Cd/115V/1Ph/CI Imp/cCSAus | N267 35'Cd/115V/1Ph/Cast Iron Impeller/cCSAus/UL | https://www.zoellerpumps.com/en-us/products/sewage-pumps/residential/260-series | EA | 820 | 615 | 53514065386 | 3 Weeks | 51.5 | LB | 16.25 | 11 | 13.5 | 3 Year | YES
267-0066 | I267 25'Cd/200V/1Ph/cCSAus | I267 25'Cd/200V/1Ph/cCSAus | https://www.zoellerpumps.com/en-us/products/sewage-pumps/residential/260-series | EA | 900 | 675 | 53514069964 | 3 Weeks | 45.5 | LB | 16.25 | 11 | 13.5 | 3 Year | YES
267-0067 | D267 230V/1Ph/CI Imp/cCSAus | D267 230V/1Ph/CI Imp/cCSAus/UL | https://www.zoellerpumps.com/en-us/products/sewage-pumps/residential/260-series | EA | 910 | 682.5 | 53514070410 | 3 Weeks | 48.5 | LB | 16.25 | 11 | 13.5 | 3 Year | YES
267-0068 | E267 35'Cd/230V/1Ph/cCSAus | E267 35'Cd/230V/1Ph/UL/cCSAus | https://www.zoellerpumps.com/en-us/products/sewage-pumps/residential/260-series | EA | 880 | 660 | 53514078225 | 3 Weeks | 52.5 | LB | 16.25 | 11 | 13.5 | 3 Year | YES
267-0069 | I267 200-208V/1Ph/cCSAus/CI Imp | I267 200-208V/1Ph/cCSAus/CI Imp | https://www.zoellerpumps.com/en-us/products/sewage-pumps/residential/260-series | EA | 880 | 660 | 53514086633 | 3 Weeks | 45.5 | LB | 16.25 | 11 | 13.5 | 3 Year | YES
267-0070 | M267 15'Cd/115V/1Ph/Ci Imp/cCSAus | M267 15'Cd/115V/1Ph/Ci Imp/cCSAus/UL | https://www.zoellerpumps.com/en-us/products/sewage-pumps/residential/260-series | EA | 810 | 607.5 | 53514088477 | 3 Weeks | 48.5 | LB | 16.25 | 11 | 13.5 | 3 Year | YES
267-0072 | H267 200-208V/1Ph/cCSAus/CI Imp | H267 200-208V/1Ph/cCSAus/CI Imp | https://www.zoellerpumps.com/en-us/products/sewage-pumps/residential/260-series | EA | 950 | 712.5 | 53514092115 | 5 Weeks | 49.5 | LB | 16.25 | 11 | 13.5 | 3 Year | YES
267-0077 | M267 25'Cd/115V/1Ph/Ci Imp/cCSAus | M267 25'Cd/115V/1Ph/Ci Imp/cCSAus/UL | https://www.zoellerpumps.com/en-us/products/sewage-pumps/residential/260-series | EA | 850 | 637.5 | 53514093273 | 3 Weeks | 49.5 | LB | 16.25 | 11 | 13.5 | 3 Year | YES
267-0078 | D267 35'Cd/230V/1Ph/cCSAus | D267 35'Cd/230V/1Ph/cCSAus/UL | https://www.zoellerpumps.com/en-us/products/sewage-pumps/residential/260-series | EA | 960 | 720 | 53514093280 | 3 Weeks | 54.5 | LB | 16.25 | 11 | 13.5 | 3 Year | YES
267-0080 | N267 115V/1Ph/Extra Duty | N267 115V/1Ph/Extra Duty | https://www.zoellerpumps.com/en-us/products/sewage-pumps/residential/260-series | EA | 720 | 540 | 53514095857 | 3 Weeks | 45.5 | LB | 16.25 | 11 | 13.5 | 3 Year | YES
267-0081 | J267 25'Cd/200-208V/3Ph/cCSAus | J267 25'Cd/200-208V/3Ph/UL/cCSAus | https://www.zoellerpumps.com/en-us/products/sewage-pumps/residential/260-series | EA | 990 | 742.5 | 53514096175 | 3 Weeks | 48.5 | LB | 16.25 | 11 | 13.5 | 3 Year | YES
267-0084 | N267 50'Cd/115V/1Ph/Ci Imp/cCSAus | N267 50'Cd/115V/1Ph/Ci Imp/cCSAus/UL | https://www.zoellerpumps.com/en-us/products/sewage-pumps/residential/260-series | EA | 890 | 667.5 | 53514106409 | 3 Weeks | 54.5 | LB | 16.25 | 11 | 13.5 | 3 Year | YES
267-0085 | F267 25'Cd/230V/3Ph/cCSAus | F267 25'Cd/230V/3Ph/UL/cCSAus | https://www.zoellerpumps.com/en-us/products/sewage-pumps/residential/260-series | EA | 1010 | 757.5 | 53514113018 | 3 Weeks | 45.5 | LB | 16.25 | 11 | 13.5 | 3 Year | YES
267-0087 | M267 50'Cd/115V/1Ph/Ci Imp/cCSAus | M267 50'Cd/115V/1Ph/Ci Imp/cCSAus/UL | https://www.zoellerpumps.com/en-us/products/sewage-pumps/residential/260-series | EA | 940 | 705 | 53514123130 | 3 Weeks | 56.5 | LB | 16.25 | 11 | 13.5 | 3 Year | YES
267-0088 | BE267 35'Cd/230V/1Ph/35'Pb/cCSAus | BE267 35'Cd/230V/1Ph/35'Pb/UL/cCSAus | https://www.zoellerpumps.com/en-us/products/sewage-pumps/residential/260-series | EA | 1020 | 765 | 53514141349 | 3 Weeks | 52.5 | LB | 16.25 | 11 | 13.5 | 3 Year | YES
267-0089 | J267 200-208V/3Ph/ED | J267 200-208V/3Ph/ED | https://www.zoellerpumps.com/en-us/products/sewage-pumps/residential/260-series | EA | 980 | 735 | 53514142162 | 3 Weeks | 45.5 | LB | 16.25 | 11 | 13.5 | 3 Year | YES
267-0090 | H267 50'Cd/200-208V/1Ph/cCSAus | H267 50'Cd/200-208V/1Ph/cCSAus | https://www.zoellerpumps.com/en-us/products/sewage-pumps/residential/260-series | EA | 1040 | 780 | 53514154486 | 5 Weeks | 47.5 | LB | 16.25 | 11 | 13.5 | 3 Year | YES
267-0095 | I267 50'Cd/200-208V/1Ph/cCSAus | I267 50'Cd/200-208V/1Ph/cCSAus | https://www.zoellerpumps.com/en-us/products/sewage-pumps/residential/260-series | EA | 960 | 720 | 53514165017 | 3 Weeks | 46.5 | LB | 16.25 | 11 | 13.5 | 3 Year | YES
267-0096 | E267 25'Cd/230V/1Ph/C.I. Imp/cCSAus | E267 25'Cd/230V/1Ph/C.I. Imp/UL/cCSAus | https://www.zoellerpumps.com/en-us/products/sewage-pumps/residential/260-series | EA | 900 | 675 | 53514175115 | 3 Weeks | 47.5 | LB | 16.25 | 11 | 13.5 | 3 Year | YES
267-0097 | G267 35'Cd/460V/3Ph/cCSAus | G267 35'Cd/460V/3Ph/cCSAus | https://www.zoellerpumps.com/en-us/products/sewage-pumps/residential/260-series | EA | 1010 | 757.5 | 53514178437 | 3 Weeks | 52.5 | LB | 16.25 | 11 | 13.5 | 3 Year | YES
267-0098 | I267 35'Cd/200-208V/1Ph/cCSAus | I267 35'Cd/200-208V/1Ph/cCSAus | https://www.zoellerpumps.com/en-us/products/sewage-pumps/residential/260-series | EA | 920 | 690 | 53514194826 | 3 Weeks | 46 | LB | 16.25 | 11 | 13.5 | 3 Year | YES
267-0099 | M267 35'Cd/115V/1Ph/Ci Imp/cCSAus | M267 35'Cd/115V/1Ph/Ci Imp/cCSAus/UL | https://www.zoellerpumps.com/en-us/products/sewage-pumps/residential/260-series | EA | 870 | 652.5 | 53514195755 | 3 Weeks | 48.5 | LB | 16.25 | 11 | 13.5 | 3 Year | YES
267-0101 | N267 25'Cd/115V/1Ph/Ci Imp/cCSAus | N267 25'Cd/115V/1Ph/Ci Imp/cCSAus/UL | https://www.zoellerpumps.com/en-us/products/sewage-pumps/residential/260-series | EA | 770 | 577.5 | 53514210588 | 3 Weeks | 53.5 | LB | 16.25 | 11 | 13.5 | 3 Year | YES
267-0102 | E267 25' Cord/230V/1Ph/Extra Duty | E267 25' Cord/230V/1Ph/Extra Duty | https://www.zoellerpumps.com/en-us/products/sewage-pumps/residential/260-series | EA | 910 | 682.5 | 53514228293 | 3 Weeks | 45.5 | LB | 16.25 | 11 | 13.5 | 3 Year | YES
267-0103 | J267 50'Cd/200-208V/3Ph/cCSAus | J267 50'Cd/200-208V/3Ph/UL/cCSAus | https://www.zoellerpumps.com/en-us/products/sewage-pumps/residential/260-series | EA | 1050 | 787.5 | 53514230159 | 3 Weeks | 50.5 | LB | 16.25 | 11 | 13.5 | 3 Year | YES
267-0104 | E267 35'Cd/230V/1Ph/C.I. Imp/cCSAus | E267 35'Cd/230V/1Ph/C.I. Imp/UL/cCSAus | https://www.zoellerpumps.com/en-us/products/sewage-pumps/residential/260-series | EA | 920 | 690 | 53514232795 | 3 Weeks | 47.5 | LB | 16.25 | 11 | 13.5 | 3 Year | YES
267-0107 | F267 35'Cd/230V/3Ph/cCSAus | F267 35'Cd/230V/3Ph/UL/cCSAus | https://www.zoellerpumps.com/en-us/products/sewage-pumps/residential/260-series | EA | 1010 | 757.5 | 53514268398 | 3 Weeks | 46.5 | LB | 16.25 | 11 | 13.5 | 3 Year | YES
267-0108 | F267 230V/3Ph/Extra Duty | F267 230V/3Ph/Extra Duty | https://www.zoellerpumps.com/en-us/products/sewage-pumps/residential/260-series | EA | 970 | 727.5 | 53514296308 | 3 Weeks | 45.5 | LB | 16.25 | 11 | 13.5 | 3 Year | YES
267-0109 | N267 115V/1Ph/CI-Imp/Extra Duty | N267 115V/1Ph/CI-Imp/Extra Duty | https://www.zoellerpumps.com/en-us/products/sewage-pumps/residential/260-series | EA | 770 | 577.5 | 53514296322 | 3 Weeks | 45.5 | LB | 16.25 | 11 | 13.5 | 3 Year | YES
267-0110 | G267 25'Cd/460V/3Ph/ED | G267 25'Cd/460V/3Ph/ED | https://www.zoellerpumps.com/en-us/products/sewage-pumps/residential/260-series | EA | 1050 | 787.5 | 53514296872 | 3 Weeks | 47.5 | LB | 16.25 | 11 | 13.5 | 3 Year | YES
267-0111 | D267 25'Cd/230V/1Ph/cCSAus/CI Impeller | D267 25'Cd/230V/1Ph/cCSAus/UL/CI Impeller | https://www.zoellerpumps.com/en-us/products/sewage-pumps/residential/260-series | EA | 980 | 735 | 53514313654 | 3 Weeks | 49.5 | LB | 16.25 | 11 | 13.5 | 3 Year | YES
267-0117 | F267 50'Cd/230V/3Ph/cCSAus | F267 50'Cd/230V/3Ph/UL/cCSAus | https://www.zoellerpumps.com/en-us/products/sewage-pumps/residential/260-series | EA | 1040 | 780 | 53514327422 | 3 Weeks | 46.5 | LB | 16.25 | 11 | 13.5 | 3 Year | YES
267-0120 | H267 35'Cd/200-208V/1Ph/cCSAus | H267 35'Cd/200-208V/1Ph/cCSAus | https://www.zoellerpumps.com/en-us/products/sewage-pumps/residential/260-series | EA | 1000 | 750 | 53514407759 | 3 Weeks | 47.5 | LB | 16.25 | 11 | 13.5 | 3 Year | YES
267-0122 | H267 15'Cd/200-208V/1Ph/cCSAus | H267 15'Cd/200-208V/1Ph/cCSAus | https://www.zoellerpumps.com/en-us/products/sewage-pumps/residential/260-series | EA | 940 | 705 | 53514484002 | 3 Weeks | 47.5 | LB | 16.25 | 11 | 13.5 | 3 Year | YES
270-0002 | N270 115V/1Ph/cCSAus | N270 115V/1Ph/cCSAus | https://www.zoellerpumps.com/en-us/products/sewage-pumps/residential/260-series | EA | 948 |  | 53514057817 | IN STOCK | 48 | LB | 16.5 | 11 | 13.75 | 1 Year | YES
270-0004 | E270 230V/1Ph/cCSAus | E270 230V/1Ph/cCSAus | https://www.zoellerpumps.com/en-us/products/sewage-pumps/residential/260-series | EA | 1049 |  | 53514062132 | IN STOCK | 48 | LB | 16.5 | 11 | 13.75 | 1 Year | YES
270-0005 | BN270 115V/1Ph/Pb20'/cCSAus | BN270 115V/1Ph/Pb20'/cCSAus | https://www.zoellerpumps.com/en-us/products/sewage-pumps/residential/260-series | EA | 1026 |  | 53514062378 | IN STOCK | 51 | LB | 16.5 | 11 | 13.75 | 1 Year | YES
270-0006 | BE270 230V/1Ph/Pb20'/cCSAus | BE270 230V/1Ph/Pb20'/cCSAus | https://www.zoellerpumps.com/en-us/products/sewage-pumps/residential/260-series | EA | 1160 |  | 53514062385 | 4 Weeks | 51 | LB | 16.5 | 11 | 13.75 | 1 Year | YES
270-0009 | E270 25'Cd/230V/1Ph/cCSAus | E270 25'Cd/230V/1Ph/cCSAus | https://www.zoellerpumps.com/en-us/products/sewage-pumps/residential/260-series | EA | 1210 |  | 53514083656 | 4 Weeks | 51 | LB | 16.5 | 11 | 13.75 | 1 Year | YES
270-0016 | E270 50'Cd/230V/1Ph/cCSAus | E270 50'Cd/230V/1Ph/cCSAus | https://www.zoellerpumps.com/en-us/products/sewage-pumps/residential/260-series | EA | 1270 |  | 53514100711 | 4 Weeks | 51 | LB | 16.5 | 11 | 13.75 | 1 Year | YES
270-0019 | N270 25'Cd/115V/1Ph/cCSAus | N270 25'Cd/115V/1Ph/cCSAus | https://www.zoellerpumps.com/en-us/products/sewage-pumps/residential/260-series | EA | 1100 |  | 53514115005 | 4 Weeks | 51 | LB | 16.5 | 11 | 13.75 | 1 Year | YES
270-0020 | BN270 35'Cd/115V/1Ph/Pb20'/cCSAus | BN270 35'Cd/115V/1Ph/Pb20'/cCSAus | https://www.zoellerpumps.com/en-us/products/sewage-pumps/commercial/270-series | EA | 1180 |  | 53514189150 | 4 Weeks | 51 | LB | 16.5 | 11 | 13.75 | 1 Year | YES
270-0021 | N270 35'Cd/115V/1Ph/cCSAus | N270 35'Cd/115V/1Ph/cCSAus | https://www.zoellerpumps.com/en-us/products/sewage-pumps/commercial/270-series | EA | 1130 |  | 53514191504 | 4 Weeks | 51 | LB | 16.5 | 11 | 13.75 | 1 Year | YES
270-0022 | E270 35'Cd/230V/1Ph/cCSAus | E270 35'Cd/230V/1Ph/cCSAus | https://www.zoellerpumps.com/en-us/products/sewage-pumps/commercial/270-series | EA | 1230 |  | 53514211349 | 4 Weeks | 51 | LB | 16.5 | 11 | 13.75 | 1 Year | YES
270-0032 | E270 230V/1Ph/cCSAus/Bronze Impeller | E270 230V/1Ph/cCSAus/Bronze Impeller | https://www.zoellerpumps.com/en-us/products/sewage-pumps/commercial/270-series | EA | 1270 |  | 53514440374 | 6 Weeks | 48 | LB | 16.5 | 11 | 13.75 | 1 Year | YES
270-0033 | N270 115V/1Ph/cCSAus/Bronze Impeller | N270 115V/1Ph/cCSAus/Bronze Impeller | https://www.zoellerpumps.com/en-us/products/sewage-pumps/commercial/270-series | EA | 1160 |  | 53514458683 | 6 Weeks | 49 | LB | 16.5 | 11 | 13.75 | 1 Year | YES
270-0034 | BN270 115V/1Ph/Pb20'/cCSAus/Bronze Impeller | BN270 115V/1Ph/Pb20'/cCSAus/Bronze Impeller | https://www.zoellerpumps.com/en-us/products/sewage-pumps/commercial/270-series | EA | 1210 |  | 53514469801 | 4 Weeks | 51 | LB | 16.938 | 10.625 | 13.315 | 1 Year | YES
282-0001 | M282 2F/115V/1Ph/cCSAus | M282 2F/115V/1Ph/cCSAus/UL | https://www.zoellerpumps.com/en-us/products/sewage-pumps/commercial/280-series | EA | 1340 |  | 53514018344 | IN STOCK | 82 | LB | 21.25 | 11.75 | 14.75 | 1 Year | YES
282-0002 | N282 2F/115V/1Ph/cCSAus | N282 2F/115V/1Ph/cCSAus/UL | https://www.zoellerpumps.com/en-us/products/sewage-pumps/commercial/280-series | EA | 1232 |  | 53514018351 | IN STOCK | 81 | LB | 21.25 | 11.75 | 14.75 | 1 Year | YES
282-0003 | D282 2F/230V/1Ph/cCSAus | D282 2F/230V/1Ph/cCSAus/UL | https://www.zoellerpumps.com/en-us/products/sewage-pumps/commercial/280-series | EA | 1620 |  | 53514018368 | 4 Weeks | 82 | LB | 21.25 | 11.75 | 14.75 | 1 Year | YES
282-0004 | E282 2F/230V/1Ph/cCSAus | E282 2F/230V/1Ph/cCSAus/UL | https://www.zoellerpumps.com/en-us/products/sewage-pumps/commercial/280-series | EA | 1570 |  | 53514018375 | 4 Weeks | 80 | LB | 21.25 | 11.75 | 14.75 | 1 Year | YES
282-0006 | J282 2F/200-208V/3Ph/cCSAus | J282 2F/200-208V/3Ph/cCSAus/UL | https://www.zoellerpumps.com/en-us/products/sewage-pumps/commercial/280-series | EA | 1650 |  | 53514018382 | 4 Weeks | 81 | LB | 21.25 | 11.75 | 14.75 | 1 Year | YES
282-0011 | N282 2F/25'Cd/115V/1Ph/cCSAus | N282 2F/25'Cd/115V/1Ph/cCSAus/UL | https://www.zoellerpumps.com/en-us/products/sewage-pumps/commercial/280-series | EA | 1337 |  | 53514018412 | 4 Weeks | 83 | LB | 21.25 | 11.75 | 14.75 | 1 Year | YES
282-0012 | M282 2F/15'Cd/115V/1Ph/cCSAus | M282 2F/15'Cd/115V/1Ph/cCSAus/UL | https://www.zoellerpumps.com/en-us/products/sewage-pumps/commercial/280-series | EA | 1680 |  | 53514018429 | 4 Weeks | 82 | LB | 21.25 | 11.75 | 14.75 | 1 Year | YES
282-0013 | F282 2F/230V/3Ph/cCSAus | F282 2F/230V/3Ph/cCSAus/UL | https://www.zoellerpumps.com/en-us/products/sewage-pumps/commercial/280-series | EA | 1630 |  | 53514018436 | 4 Weeks | 81 | LB | 21.25 | 11.75 | 14.75 | 1 Year | YES
282-0014 | D282 2F/35'Cd/230V/1Ph/cCSAus | D282 2F/35'Cd/230V/1Ph/cCSAus/UL | https://www.zoellerpumps.com/en-us/products/sewage-pumps/commercial/280-series | EA | 1790 |  | 53514018443 | 4 Weeks | 87 | LB | 21.25 | 11.75 | 14.75 | 1 Year | YES
282-0015 | M282 2F/25'Cd/115V/1Ph/cCSAus | M282 2F/25'Cd/115V/1Ph/cCSAus/UL | https://www.zoellerpumps.com/en-us/products/sewage-pumps/commercial/280-series | EA | 1710 |  | 53514018450 | 4 Weeks | 84 | LB | 21.25 | 11.75 | 14.75 | 1 Year | YES
282-0016 | M282 2F/35'Cd/115V/1Ph/cCSAus | M282 2F/35'Cd/115V/1Ph/cCSAus/UL | https://www.zoellerpumps.com/en-us/products/sewage-pumps/commercial/280-series | EA | 1810 |  | 53514018467 | 4 Weeks | 87 | LB | 21.25 | 11.75 | 14.75 | 1 Year | YES
282-0018 | E282 2F/25'Cd/230V/1Ph/cCSAus | E282 2F/25'Cd/230V/1Ph/cCSAus/UL | https://www.zoellerpumps.com/en-us/products/sewage-pumps/commercial/280-series | EA | 1590 |  | 53514018481 | 4 Weeks | 83 | LB | 21.25 | 11.75 | 14.75 | 1 Year | YES
282-0021 | M282 2F/50'Cd/115V/1Ph/cCSAus | M282 2F/50'Cd/115V/1Ph/cCSAus/UL | https://www.zoellerpumps.com/en-us/products/sewage-pumps/commercial/280-series | EA | 1920 |  | 53514018511 | 4 Weeks | 91 | LB | 21.25 | 11.75 | 14.75 | 1 Year | YES
282-0024 | G282 2F/460V/3Ph/cCSAus | G282 2F/460V/3Ph/cCSAus/UL | https://www.zoellerpumps.com/en-us/products/sewage-pumps/commercial/280-series | EA | 1620 |  | 53514018542 | 4 Weeks | 81 | LB | 21.25 | 11.75 | 14.75 | 1 Year | YES
282-0025 | I282 2F/200-208V/1Ph/cCSAus | I282 2F/200-208V/1Ph/cCSAus | https://www.zoellerpumps.com/en-us/products/sewage-pumps/commercial/280-series | EA | 1580 |  | 53514018559 | 4 Weeks | 81 | LB | 21.25 | 11.75 | 14.75 | 1 Year | YES
282-0026 | E282 2F/50'Cd/230V/1Ph/cCSAus | E282 2F/50'Cd/230V/1Ph/cCSAus/UL | https://www.zoellerpumps.com/en-us/products/sewage-pumps/commercial/280-series | EA | 1760 |  | 53514018566 | 4 Weeks | 90 | LB | 21.25 | 11.75 | 14.75 | 1 Year | YES
282-0027 | I282 2F/25'Cd/200-208V/1Ph/cCSAus | I282 2F/25'Cd/200-208V/1Ph/cCSAus | https://www.zoellerpumps.com/en-us/products/sewage-pumps/commercial/280-series | EA | 1590 |  | 53514018573 | 4 Weeks | 83 | LB | 21.25 | 11.75 | 14.75 | 1 Year | YES
282-0028 | J282 2F/25'Cd/200-208V/3Ph/cCSAus | J282 2F/25'Cd/200-208V/3Ph/cCSAus/UL | https://www.zoellerpumps.com/en-us/products/sewage-pumps/commercial/280-series | EA | 1770 |  | 53514028565 | 4 Weeks | 83 | LB | 21.25 | 11.75 | 14.75 | 1 Year | YES
282-0029 | D282 2F/25'Cd/230V/1Ph/cCSAus | D282 2F/25'Cd/230V/1Ph/cCSAus/UL | https://www.zoellerpumps.com/en-us/products/sewage-pumps/commercial/280-series | EA | 1680 |  | 53514029081 | 4 Weeks | 84 | LB | 21.25 | 11.75 | 14.75 | 1 Year | YES
282-0031 | G282 2F/50'Cd/460V/3Ph/cCSAus | G282 2F/50'Cd/460V/3Ph/cCSAus/UL | https://www.zoellerpumps.com/en-us/products/sewage-pumps/commercial/280-series | EA | 1760 |  | 53514030582 | 4 Weeks | 91 | LB | 21.25 | 11.75 | 14.75 | 1 Year | YES
282-0032 | H282 2F/200-208V/1Ph/cCSAus | H282 2F/200-208V/1Ph/cCSAus | https://www.zoellerpumps.com/en-us/products/sewage-pumps/commercial/280-series | EA | 1620 |  | 53514032517 | 4 Weeks | 82 | LB | 21.25 | 11.75 | 14.75 | 1 Year | YES
282-0033 | E282 2F/230V/1Ph/cCSAus/Wo Plug | E282 2F/230V/1Ph/cCSAus/Wo Plug | https://www.zoellerpumps.com/en-us/products/sewage-pumps/commercial/280-series | EA | 1570 |  | 53514040871 | 4 Weeks | 81 | LB | 21.25 | 11.75 | 14.75 | 1 Year | YES
282-0034 | BN282 2F/115V/1Ph/Pb15'/cCSAus | BN282 2F/115V/1Ph/Pb15'/UL/cCSAus/Pump | https://www.zoellerpumps.com/en-us/products/sewage-pumps/commercial/280-series | EA | 1770 |  | 53514040949 | 4 Weeks | 83 | LB | 21.25 | 11.75 | 14.75 | 1 Year | YES
282-0036 | N282 2F/35'Cd/115V/1Ph/cCSAus | N282 2F/35'Cd/115V/1Ph/cCSAus/UL | https://www.zoellerpumps.com/en-us/products/sewage-pumps/commercial/280-series | EA | 1740 |  | 53514052652 | 4 Weeks | 86 | LB | 21.25 | 11.75 | 14.75 | 1 Year | YES
282-0037 | I282 2F/35'Cd/200-208V/1Ph/cCSAus | I282 2F/35'Cd/200-208V/1Ph/cCSAus | https://www.zoellerpumps.com/en-us/products/sewage-pumps/commercial/280-series | EA | 1640 |  | 53514055097 | 4 Weeks | 85 | LB | 21.25 | 11.75 | 14.75 | 1 Year | YES
282-0038 | G282 2F/25'Cd/460V/3Ph/cCSAus | G282 2F/25'Cd/460V/3Ph/cCSAus/UL | https://www.zoellerpumps.com/en-us/products/sewage-pumps/commercial/280-series | EA | 1740 |  | 53514059194 | 4 Weeks | 84 | LB | 21.25 | 11.75 | 14.75 | 1 Year | YES
282-0040 | G282 2F/35'Cd/460V/3Ph/cCSAus | G282 2F/35'Cd/460V/3Ph/cCSAus/UL | https://www.zoellerpumps.com/en-us/products/sewage-pumps/commercial/280-series | EA | 1710 |  | 53514062903 | 4 Weeks | 87 | LB | 21.25 | 11.75 | 14.75 | 1 Year | YES
282-0043 | E282 2F/35'Cd/230V/1Ph/cCSAus | E282 2F/35'Cd/230V/1Ph/cCSAus/UL | https://www.zoellerpumps.com/en-us/products/sewage-pumps/commercial/280-series | EA | 1710 |  | 53514066550 | 4 Weeks | 86 | LB | 21.25 | 11.75 | 14.75 | 1 Year | YES
282-0044 | J282 2F/35'Cd/200-208V/3Ph/cCSAus | J282 2F/35'Cd/200-208V/3Ph/cCSAus/UL | https://www.zoellerpumps.com/en-us/products/sewage-pumps/commercial/280-series | EA | 1730 |  | 53514080310 | 4 Weeks | 83 | LB | 21.25 | 11.75 | 14.75 | 1 Year | YES
282-0045 | I282 2F/50'Cd/200-208V/1Ph/cCSAus | I282 2F/50'Cd/200-208V/1Ph/cCSAus | https://www.zoellerpumps.com/en-us/products/sewage-pumps/commercial/280-series | EA | 1680 |  | 53514094829 | 4 Weeks | 85 | LB | 21.25 | 11.75 | 14.75 | 1 Year | YES
282-0049 | NX282 2F/115V/1Ph/Ex Pr | NX282 2F/115V/1Ph/Ex Pr/FM/CSA | https://www.zoellerpumps.com/en-us/products/sewage-pumps/commercial/280-series | EA | 3610 |  | 53514108540 | 6 Weeks | 127 | LB | 32 | 12 | 15 | 1 Year | YES
282-0050 | IX282 2F/200-208V/1Ph/Ex Pr | IX282 2F/200-208V/1Ph/Ex Pr/FM/CSA | https://www.zoellerpumps.com/en-us/products/sewage-pumps/commercial/280-series | EA | 3450 |  | 53514108557 | 6 Weeks | 127 | LB | 32 | 12 | 15 | 1 Year | NO
282-0051 | EX282 2F/230V/1Ph/Ex Pr | EX282 2F/230V/1Ph/Ex Pr/FM/CSA | https://www.zoellerpumps.com/en-us/products/sewage-pumps/commercial/280-series | EA | 3590 |  | 53514108564 | 6 Weeks | 127 | LB | 32 | 12 | 15 | 1 Year | NO
282-0052 | JX282 2F/200-208V/3Ph/Ex Pr | JX282 2F/200-208V/3Ph/Ex Pr/FM/CSA | https://www.zoellerpumps.com/en-us/products/sewage-pumps/commercial/280-series | EA | 4220 |  | 53514108571 | 6 Weeks | 127 | LB | 32 | 12 | 15 | 1 Year | NO
282-0053 | FX282 2F/230V/3Ph/Ex Pr | FX282 2F/230V/3Ph/Ex Pr/FM/CSA | https://www.zoellerpumps.com/en-us/products/sewage-pumps/commercial/280-series | EA | 4270 |  | 53514108588 | 6 Weeks | 127 | LB | 32 | 12 | 15 | 1 Year | NO
282-0054 | GX282 2F/460V/3Ph/Ex Pr |  |  | EA | 4270 |  | 53514108595 | 6 Weeks | 127 | LB | 32 | 12 | 15 | 1 Year | NO
282-0055 | F282 2F/25'Cd/230V/3Ph/cCSAus | F282 2F/25'Cd/230V/3Ph/cCSAus/UL | https://www.zoellerpumps.com/en-us/products/sewage-pumps/commercial/280-series | EA | 1750 |  | 53514115838 | 4 Weeks | 81 | LB | 21.25 | 11.75 | 14.75 | 1 Year | YES
282-0056 | CF282 2F/230V/3Ph/Auto | CF282 2F/230V/3Ph/UL/Auto | https://www.zoellerpumps.com/en-us/products/sewage-pumps/commercial/280-series | EA | 2350 |  | 53514117030 | 6 Weeks | 81 | LB | 21.25 | 11.75 | 14.75 | 1 Year | YES
282-0057 | NX282 2F/35'Cd/115V/1Ph/Ex Pr | NX282 2F/35'Cd/115V/1Ph/Ex Pr/FM/CSA | https://www.zoellerpumps.com/en-us/products/sewage-pumps/commercial/280-series | EA | 3760 |  | 53514120498 | 6 Weeks | 127 | LB | 32 | 12 | 15 | 1 Year | YES
282-0058 | NX282 2F/50'Cd/115V/1Ph/Ex Pr | NX282 2F/50'Cd/115V/1Ph/Ex Pr/FM/CSA | https://www.zoellerpumps.com/en-us/products/sewage-pumps/commercial/280-series | EA | 3890 |  | 53514124816 | 6 Weeks | 127 | LB | 32 | 12 | 15 | 1 Year | YES
282-0059 | H282 2F/25'Cd/200-208V/1Ph/cCSAus | H282 2F/25'Cd/200-208V/1Ph/cCSAus | https://www.zoellerpumps.com/en-us/products/sewage-pumps/commercial/280-series | EA | 1720 |  | 53514127183 | 4 Weeks | 85 | LB | 21.25 | 11.75 | 14.75 | 1 Year | YES
282-0061 | GX282 2F/35'Cd/460V/3Ph/Ex Pr | GX282 2F/35'Cd/460V/3Ph/Ex Pr/FM/CSA | https://www.zoellerpumps.com/en-us/products/sewage-pumps/commercial/280-series | EA | 4420 |  | 53514135140 | 6 Weeks | 127 | LB | 32 | 12 | 15 | 1 Year | NO
282-0062 | N282 2F/50'Cd/115V/1Ph/cCSAus | N282 2F/50'Cd/115V/1Ph/cCSAus/UL | https://www.zoellerpumps.com/en-us/products/sewage-pumps/commercial/280-series | EA | 1840 |  | 53514137427 | 4 Weeks | 92 | LB | 21.25 | 11.75 | 14.75 | 1 Year | YES
282-0063 | NX282 2F/25'Cd/115V/1Ph/Ex Pr | NX282 2F/25'Cd/115V/1Ph/Ex Pr/FM/CSA | https://www.zoellerpumps.com/en-us/products/sewage-pumps/commercial/280-series | EA | 3670 |  | 53514143220 | 6 Weeks | 127 | LB | 32 | 12 | 15 | 1 Year | YES
282-0066 | JX282 2F/50'Cd/200-208V/3Ph/Ex Pr | JX282 2F/50'Cd/200-208V/Ex Pr/FM/CSA | https://www.zoellerpumps.com/en-us/products/sewage-pumps/commercial/280-series | EA | 4530 |  | 53514170271 | 6 Weeks | 129 | LB | 32 | 12 | 15 | 1 Year | NO
282-0067 | J282 2F/50'Cd/200-208V/3Ph/cCSAus | J282 2F/50'Cd/200-208V/3Ph/cCSAus/UL | https://www.zoellerpumps.com/en-us/products/sewage-pumps/commercial/280-series | EA | 1790 |  | 53514173548 | 6 Weeks | 85 | LB | 21.25 | 11.75 | 14.75 | 1 Year | YES
282-0068 | JX282 2F/35'Cd/200-208V/3Ph/Ex Pr | JX282 2F/35'Cd/200-208V/Ex Pr/FM/CSA | https://www.zoellerpumps.com/en-us/products/sewage-pumps/commercial/280-series | EA | 4380 |  | 53514174538 | 6 Weeks | 127 | LB | 32 | 12 | 15 | 1 Year | NO
282-0069 | IX282 2F/50'Cd/200-208V/1Ph/Ex Pr | IX282 2F/50'Cd/200-208V/1Ph/Ex Pr/FM/CSA | https://www.zoellerpumps.com/en-us/products/sewage-pumps/commercial/280-series | EA | 3720 |  | 53514197582 | 6 Weeks | 134 | LB | 32 | 12 | 15 | 1 Year | NO
282-0070 | MX282 2F/115V/1Ph/Ex Pr | MX282 2F/115V/1Ph/Ex Pr/FM/CSA | https://www.zoellerpumps.com/en-us/products/sewage-pumps/commercial/280-series | EA | 4750 |  | 53514236502 | 6 Weeks | 119 | LB | 32 | 12 | 15 | 1 Year | NO
282-0071 | DX282 2F/230V/1Ph/Ex Pr | DX282 2F/230V/1Ph/Ex Pr/FM/CSA | https://www.zoellerpumps.com/en-us/products/sewage-pumps/commercial/280-series | EA | 4750 |  | 53514236526 | 6 Weeks | 119 | LB | 32 | 12 | 15 | 1 Year | NO
282-0072 | HX282 2F/200-208V/1Ph/Ex Pr | HX282 2F/200-208V/1Ph/Ex Pr/FM/CSA | https://www.zoellerpumps.com/en-us/products/sewage-pumps/commercial/280-series | EA | 4800 |  | 53514236540 | 6 Weeks | 119 | LB | 32 | 12 | 15 | 1 Year | NO
282-0075 | EX282 2F/50'Cd/230V/1Ph/Ex Pr | EX282 2F/50'Cd/230V/1Ph/Ex Pr/FM/CSA | https://www.zoellerpumps.com/en-us/products/sewage-pumps/commercial/280-series | EA | 3870 |  | 53514265106 | 6 Weeks | 127 | LB | 32 | 12 | 15 | 1 Year | NO
282-0076 | JX282 2F/25'Cd/200-208V/3Ph/Ex Pr | JX282 2F/25'Cd/200-208V/Ex Pr/FM/CSA | https://www.zoellerpumps.com/en-us/products/sewage-pumps/commercial/280-series | EA | 4270 |  | 53514266479 | 6 Weeks | 127 | LB | 32 | 12 | 15 | 1 Year | NO
282-0077 | BA282 2F/575V/3Ph/cCSAus | BA282 2F/575V/3Ph/cCSAus | https://www.zoellerpumps.com/en-us/products/sewage-pumps/commercial/280-series | EA | 1670 |  | 53514272036 | 6 Weeks | 81 | LB | 21.25 | 11.75 | 14.75 | 1 Year | YES
282-0078 | GX282 2F/50'Cd/460V/3Ph/Ex Pr | GX282 2F/50'Cd/460V/3Ph/Ex Pr/FM/CSA | https://www.zoellerpumps.com/en-us/products/sewage-pumps/commercial/280-series | EA | 4570 |  | 53514279370 | 6 Weeks | 128 | LB | 32 | 12 | 15 | 1 Year | NO
282-0080 | MX282 2F/35'Cd/115V/1Ph/Ex Pr | MX282 2F/35'Cd/115V/1Ph/Ex Pr/FM/CSA | https://www.zoellerpumps.com/en-us/products/sewage-pumps/commercial/280-series | EA | 4700 |  | 53514284169 | 6 Weeks | 119 | LB | 32 | 12 | 15 | 1 Year | NO
282-0081 | D282 2F/15'Cd/230V/1Ph/cCSAus | D282 2F/15'Cd/230V/1Ph/cCSAus/UL | https://www.zoellerpumps.com/en-us/products/sewage-pumps/commercial/280-series | EA | 1650 |  | 53514293338 | 4 Weeks | 82 | LB | 21.25 | 11.75 | 14.75 | 1 Year | YES
282-0082 | FX282 2F/50'Cd/230V/3Ph/Ex Pr | FX282 2F/50'Cd/230V/3Ph/Ex Pr/FM/CSA | https://www.zoellerpumps.com/en-us/products/sewage-pumps/commercial/280-series | EA | 4570 |  | 53514296698 | 6 Weeks | 129 | LB | 32 | 12 | 15 | 1 Year | NO
282-0089 | MX282 2F/50'Cd/115V/1Ph/Ex Pr | MX282 2F/50'Cd/115V/1Ph/Ex Pr/FM/CSA | https://www.zoellerpumps.com/en-us/products/sewage-pumps/commercial/280-series | EA | 4740 |  | 53514316907 | 6 Weeks | 119 | LB | 32 | 12 | 15 | 1 Year | NO
282-0091 | MX282 2F/25'Cd/115V/1Ph/Ex Pr | MX282 2F/25'Cd/115V/1Ph/Ex Pr/FM/CSA | https://www.zoellerpumps.com/en-us/products/sewage-pumps/commercial/280-series | EA | 4860 |  | 53514323349 | 6 Weeks | 119 | LB | 32 | 12 | 15 | 1 Year | NO
282-0093 | EX282 2F/25'Cd/230V/1Ph/Ex Pr | EX282 2F/25'Cd/230V/1Ph/Ex Pr/FM/CSA | https://www.zoellerpumps.com/en-us/products/sewage-pumps/commercial/280-series | EA | 3640 |  | 53514330095 | 6 Weeks | 127 | LB | 32 | 12 | 15 | 1 Year | NO
282-0094 | HX282 2F/50'Cd/200-208V/1Ph/Ex Pr | HX282 2F/50'Cd/200-208V/1Ph/Ex Pr/FM/CSA | https://www.zoellerpumps.com/en-us/products/sewage-pumps/commercial/280-series | EA | 4790 |  | 53514342982 | 6 Weeks | 121 | LB | 32 | 12 | 15 | 1 Year | NO
282-0096 | DX282 2F/50'Cd/230V/1Ph/Ex Pr | DX282 2F/50'Cd/230V/1Ph/Ex Pr/FM/CSA | https://www.zoellerpumps.com/en-us/products/sewage-pumps/commercial/280-series | EA | 4740 |  | 53514360672 | 6 Weeks | 119 | LB | 32 | 12 | 15 | 1 Year | NO
282-0097 | BA282 2F/25'Cd/575V/3Ph/cCSAus | BA282 2F/25'Cd/575V/3Ph/cCSAus | https://www.zoellerpumps.com/en-us/products/sewage-pumps/commercial/280-series | EA | 1790 |  | 53514362874 | 6 Weeks | 81 | LB | 21.25 | 11.75 | 14.75 | 1 Year | YES
282-0101 | EX282 2F/35'Cd/230V/1Ph/Ex Pr | EX282 2F/35'Cd/230V/1Ph/Ex Pr/FM/CSA | https://www.zoellerpumps.com/en-us/products/sewage-pumps/commercial/280-series | EA | 3730 |  | 53514381493 | 6 Weeks | 127 | LB | 32 | 12 | 15 | 1 Year | NO
282-0102 | BE282 2F/15'Cd/230V/1Ph/Pb15'/cCSAus | BE282 2F/15'Cd/230V/1Ph/Pb15'/cCSAus/UL | https://www.zoellerpumps.com/en-us/products/sewage-pumps/commercial/280-series | EA | 1810 |  | 53514392703 | 4 Weeks | 83 | LB | 21.25 | 11.75 | 14.75 | 1 Year | YES
282-0104 | F282 2F/50'Cd/230V/3Ph/cCSAus | F282 2F/50'Cd/230V/3Ph/cCSAus/UL | https://www.zoellerpumps.com/en-us/products/sewage-pumps/commercial/280-series | EA | 1760 |  | 53514412869 | 4 Weeks | 81 | LB | 21.25 | 11.75 | 14.75 | 1 Year | YES
282-0106 | FX282 2F/35'Cd/230V/3Ph/Ex Pr | FX282 2F/35'Cd/230V/3Ph/Ex Pr/FM/CSA | https://www.zoellerpumps.com/en-us/products/sewage-pumps/commercial/280-series | EA | 4420 |  | 53514419202 | 6 Weeks | 129 | LB | 32 | 12 | 15 | 1 Year | NO
282-0110 | BA282 2F/50'Cd/575V/3Ph/cCSAus | BA282 2F/50'Cd/575V/3Ph/cCSAus | https://www.zoellerpumps.com/en-us/products/sewage-pumps/commercial/280-series | EA | 1800 |  | 53514437275 | 6 Weeks | 81 | LB | 21.25 | 11.75 | 14.75 | 1 Year | YES
282-0113 | BA282 2F/35'Cd/575V/3Ph/cCSAus | BA282 2F/35'Cd/575V/3Ph/cCSAus | https://www.zoellerpumps.com/en-us/products/sewage-pumps/commercial/280-series | EA | 1750 |  | 53514440671 | 6 Weeks | 81 | LB | 21.25 | 11.75 | 14.75 | 1 Year | YES
282-0114 | HX282 2F/35'Cd/200-208V/1Ph/Ex Pr | HX282 2F/35'Cd/200-208V/1Ph/Ex Pr | https://www.zoellerpumps.com/en-us/products/sewage-pumps/commercial/280-series | EA | 4930 |  | 53514471545 | 6 Weeks | 121 | LB | 32 | 12 | 15 | 1 Year | NO
282-0118 | H282 2F/50'Cd/200-208V/1Ph/cCSAus | H282 2F/50'Cd/200-208V/1Ph/cCSAus | https://www.zoellerpumps.com/en-us/products/sewage-pumps/commercial/280-series | EA | 1780 |  | 53514482053 | 4 Weeks | 89 | LB | 21.25 | 11.75 | 14.75 | 1 Year | YES
282-0119 | BN282 2F/35'Cd/115V/1Ph/Pb35'/cCSAus | BN282 2F/35'Cd/115V/1Ph/Pb35'/cCSAus | https://www.zoellerpumps.com/en-us/products/sewage-pumps/commercial/280-series | EA | 1950 |  | 53514482466 | 4 Weeks | 85 | LB | 21.25 | 11.75 | 14.75 | 1 Year | YES
284-0003 | D284 2F/230V/1Ph/cCSAus | D284 2F/230V/1Ph/cCSAus/UL | https://www.zoellerpumps.com/en-us/products/sewage-pumps/commercial/280-series | EA | 1643 |  | 53514018580 | IN STOCK | 85 | LB | 21.25 | 11.75 | 14.75 | 1 Year | YES
284-0004 | E284 2F/230V/1Ph/cCSAus | E284 2F/230V/1Ph/cCSAus/UL | https://www.zoellerpumps.com/en-us/products/sewage-pumps/commercial/280-series | EA | 1505 |  | 53514018597 | IN STOCK | 84 | LB | 21.25 | 11.75 | 14.75 | 1 Year | YES
284-0006 | G284 2F/460V/3Ph/cCSAus | G284 2F/460V/3Ph/cCSAus/UL | https://www.zoellerpumps.com/en-us/products/sewage-pumps/commercial/280-series | EA | 1730 |  | 53514018603 | 4 Weeks | 84 | LB | 21.25 | 11.75 | 14.75 | 1 Year | YES
284-0009 | H284 2F/200-208V/1Ph/cCSAus | H284 2F/200-208V/1Ph/cCSAus | https://www.zoellerpumps.com/en-us/products/sewage-pumps/commercial/280-series | EA | 1790 |  | 53514018610 | 5 Weeks | 85 | LB | 21.25 | 11.75 | 14.75 | 1 Year | YES
284-0010 | I284 2F/200-208V/1Ph/cCSAus | I284 2F/200-208V/1Ph/cCSAus | https://www.zoellerpumps.com/en-us/products/sewage-pumps/commercial/280-series | EA | 1700 |  | 53514018627 | 4 Weeks | 84 | LB | 21.25 | 11.75 | 14.75 | 1 Year | YES
284-0011 | F284 2F/230V/3Ph/cCSAus | F284 2F/230V/3Ph/cCSAus/UL | https://www.zoellerpumps.com/en-us/products/sewage-pumps/commercial/280-series | EA | 1730 |  | 53514018634 | 4 Weeks | 84 | LB | 21.25 | 11.75 | 14.75 | 1 Year | YES
284-0015 | J284 2F/200-208V/3Ph/cCSAus | J284 2F/200-208V/3Ph/cCSAus/UL | https://www.zoellerpumps.com/en-us/products/sewage-pumps/commercial/280-series | EA | 1625 |  | 53514018641 | 4 Weeks | 84 | LB | 21.25 | 11.75 | 14.75 | 1 Year | YES
284-0017 | E284 2F/230V/1Ph/cCSAus/W-O Plug | E284 2F/230V/1Ph/cCSAus/W-O Plug | https://www.zoellerpumps.com/en-us/products/sewage-pumps/commercial/280-series | EA | 1690 |  | 53514039431 | 4 Weeks | 84 | LB | 21.25 | 11.75 | 14.75 | 1 Year | YES
284-0018 | D284 2F/15'Cd/230V/1Ph/cCSAus | D284 2F/15'Cd/230V/1Ph/cCSAus/UL | https://www.zoellerpumps.com/en-us/products/sewage-pumps/commercial/280-series | EA | 1830 |  | 53514018665 | 4 Weeks | 85 | LB | 21.25 | 11.75 | 14.75 | 1 Year | YES
284-0020 | G284 2F/25'Cd/460V/3Ph/cCSAus | G284 2F/25'Cd/460V/3Ph/cCSAus/UL | https://www.zoellerpumps.com/en-us/products/sewage-pumps/commercial/280-series | EA | 1840 |  | 53514018672 | 4 Weeks | 86 | LB | 21.25 | 11.75 | 14.75 | 1 Year | YES
284-0021 | D284 2F/25'Cd/230V/1Ph/cCSAus | D284 2F/25'Cd/230V/1Ph/cCSAus/UL | https://www.zoellerpumps.com/en-us/products/sewage-pumps/commercial/280-series | EA | 1860 |  | 53514018689 | 4 Weeks | 87 | LB | 21.25 | 11.75 | 14.75 | 1 Year | YES
284-0022 | D284 2F/35'Cd/230V/1Ph/cCSAus | D284 2F/35'Cd/230V/1Ph/cCSAus/UL | https://www.zoellerpumps.com/en-us/products/sewage-pumps/commercial/280-series | EA | 1970 |  | 53514018696 | 4 Weeks | 90 | LB | 21.25 | 11.75 | 14.75 | 1 Year | YES
284-0024 | G284 2F/50'Cd/460V/3Ph/cCSAus | G284 2F/50'Cd/460V/3Ph/cCSAus/UL | https://www.zoellerpumps.com/en-us/products/sewage-pumps/commercial/280-series | EA | 1890 |  | 53514018719 | 4 Weeks | 93 | LB | 21.25 | 11.75 | 14.75 | 1 Year | YES
284-0025 | J284 2F/25'Cd/200-208V/3Ph/cCSAus | J284 2F/25'Cd/200-208V/3Ph/cCSAus/UL | https://www.zoellerpumps.com/en-us/products/sewage-pumps/commercial/280-series | EA | 1840 |  | 53514018726 | 4 Weeks | 86 | LB | 21.25 | 11.75 | 14.75 | 1 Year | YES
284-0026 | D284 2F/50'Cd/230V/1Ph/cCSAus | D284 2F/50'Cd/230V/1Ph/cCSAus/UL | https://www.zoellerpumps.com/en-us/products/sewage-pumps/commercial/280-series | EA | 2020 |  | 53514018733 | 4 Weeks | 94 | LB | 21.25 | 11.75 | 14.75 | 1 Year | YES
284-0027 | F284 2F/50'Cd/230V/3Ph/cCSAus | F284 2F/50'Cd/230V/3Ph/cCSAus/UL | https://www.zoellerpumps.com/en-us/products/sewage-pumps/commercial/280-series | EA | 1890 |  | 53514018740 | 4 Weeks | 93 | LB | 21.25 | 11.75 | 14.75 | 1 Year | YES
284-0028 | E284 2F/25'Cd/230V/1Ph/cCSAus | E284 2F/25'Cd/230V/1Ph/cCSAus/UL | https://www.zoellerpumps.com/en-us/products/sewage-pumps/commercial/280-series | EA | 1710 |  | 53514018757 | 4 Weeks | 86 | LB | 21.25 | 11.75 | 14.75 | 1 Year | YES
284-0029 | F284 2F/25'Cd/230V/3Ph/cCSAus | F284 2F/25'Cd/230V/3Ph/cCSAus/UL | https://www.zoellerpumps.com/en-us/products/sewage-pumps/commercial/280-series | EA | 1840 |  | 53514018764 | 4 Weeks | 86 | LB | 21.25 | 11.75 | 14.75 | 1 Year | YES
284-0031 | G284 2F/35'Cd/460V/3Ph/cCSAus | G284 2F/35'Cd/460V/3Ph/cCSAus/UL | https://www.zoellerpumps.com/en-us/products/sewage-pumps/commercial/280-series | EA | 1850 |  | 53514018788 | 4 Weeks | 89 | LB | 21.25 | 11.75 | 14.75 | 1 Year | YES
284-0032 | I284 2F/25'Cd/200-208V/1Ph/cCSAus | I284 2F/25'Cd/200-208V/1Ph/cCSAus | https://www.zoellerpumps.com/en-us/products/sewage-pumps/commercial/280-series | EA | 1760 |  | 53514018795 | 4 Weeks | 86 | LB | 21.25 | 11.75 | 14.75 | 1 Year | YES
284-0033 | E284 2F/35'Cd/230V/1Ph/cCSAus | E284 2F/35'Cd/230V/1Ph/cCSAus/UL | https://www.zoellerpumps.com/en-us/products/sewage-pumps/commercial/280-series | EA | 1830 |  | 53514018801 | 4 Weeks | 89 | LB | 21.25 | 11.75 | 14.75 | 1 Year | YES
284-0034 | H284 2F/50'Cd/200-208V/1Ph/cCSAus | H284 2F/50'Cd/200-208V/1Ph/cCSAus | https://www.zoellerpumps.com/en-us/products/sewage-pumps/commercial/280-series | EA | 1960 |  | 53514018818 | 4 Weeks | 94 | LB | 21.25 | 11.75 | 14.75 | 1 Year | YES
284-0036 | H284 2F/15'Cd/200-208V/1Ph/cCSAus | H284 2F/15'Cd/200-208V/1Ph/cCSAus | https://www.zoellerpumps.com/en-us/products/sewage-pumps/commercial/280-series | EA | 1840 |  | 53514031855 | 4 Weeks | 85 | LB | 21.25 | 11.75 | 14.75 | 1 Year | YES
284-0037 | BE284 2F/230V/1Ph/15'Pb/cCSAus | BE284 2F/230V/1Ph/15'Pb/cCSAus/UL | https://www.zoellerpumps.com/en-us/products/sewage-pumps/commercial/280-series | EA | 1820 |  | 53514040963 | 4 Weeks | 86 | LB | 21.25 | 11.75 | 14.75 | 1 Year | YES
284-0038 | I284 2F/50'Cd/200-208V/1Ph/cCSAus | I284 2F/50'Cd/200-208V/1Ph/cCSAus | https://www.zoellerpumps.com/en-us/products/sewage-pumps/commercial/280-series | EA | 1820 |  | 53514041373 | 4 Weeks | 93 | LB | 21.25 | 11.75 | 14.75 | 1 Year | YES
284-0039 | E284 2F/50'Cd/230V/1Ph/cCSAus | E284 2F/50'Cd/230V/1Ph/cCSAus/UL | https://www.zoellerpumps.com/en-us/products/sewage-pumps/commercial/280-series | EA | 1880 |  | 53514044343 | 4 Weeks | 92 | LB | 21.25 | 11.75 | 14.75 | 1 Year | YES
284-0043 | BE284 2F/25'Cd/230V/1Ph/20'Pb/cCSAus | BE284 2F/25'Cd/230V/1Ph/20'Pb/cCSAus/UL | https://www.zoellerpumps.com/en-us/products/sewage-pumps/commercial/280-series | EA | 1900 |  | 53514071530 | 4 Weeks | 88 | LB | 21.25 | 11.75 | 14.75 | 1 Year | YES
284-0048 | H284 2F/25'Cd/200-208V/1Ph/cCSAus | H284 2F/25'Cd/200-208V/1Ph/cCSAus | https://www.zoellerpumps.com/en-us/products/sewage-pumps/commercial/280-series | EA | 1910 |  | 53514096861 | 4 Weeks | 92 | LB | 21.25 | 11.75 | 14.75 | 1 Year | YES
284-0049 | J284 2F/35'Cd/200-208V/3Ph/cCSAus | J284 2F/35'Cd/200-208V/3Ph/cCSAus/UL | https://www.zoellerpumps.com/en-us/products/sewage-pumps/commercial/280-series | EA | 1920 |  | 53514098377 | 4 Weeks | 86 | LB | 21.25 | 11.75 | 14.75 | 1 Year | YES
284-0051 | I284 2F/35'Cd/200-208V/1Ph/cCSAus | I284 2F/35'Cd/200-208V/1Ph/cCSAus | https://www.zoellerpumps.com/en-us/products/sewage-pumps/commercial/280-series | EA | 1780 |  | 53514105006 | 4 Weeks | 86 | LB | 21.25 | 11.75 | 14.75 | 1 Year | YES
284-0052 | IX284 2F/200-208V/1Ph/Ex Pr | IX284 2F/200-208V/1Ph/Ex Pr/FM/CSA | https://www.zoellerpumps.com/en-us/products/sewage-pumps/commercial/280-series | EA | 3590 |  | 53514108656 | 6 Weeks | 127 | LB | 32 | 12 | 15 | 1 Year | NO
284-0053 | EX284 2F/230V/1Ph/Ex Pr | EX284 2F/230V/1Ph/Ex Pr/FM/CSA | https://www.zoellerpumps.com/en-us/products/sewage-pumps/commercial/280-series | EA | 3670 |  | 53514108663 | 6 Weeks | 127 | LB | 32 | 12 | 15 | 1 Year | NO
284-0054 | JX284 2F/200-208V/3Ph/Ex Pr | JX284 2F/200-208V/3Ph/Ex Pr/FM/CSA | https://www.zoellerpumps.com/en-us/products/sewage-pumps/commercial/280-series | EA | 3840 |  | 53514108670 | 6 Weeks | 127 | LB | 32 | 12 | 15 | 1 Year | NO
284-0055 | FX284 2F/230V/3Ph/Ex Pr | FX284 2F/230V/3Ph/Ex Pr/FM/CSA | https://www.zoellerpumps.com/en-us/products/sewage-pumps/commercial/280-series | EA | 3890 |  | 53514108687 | 6 Weeks | 127 | LB | 32 | 12 | 15 | 1 Year | NO
284-0056 | GX284 2F/460V/3Ph/Ex Pr | GX284 2F/460V/3Ph/Ex Pr/FM/CSA | https://www.zoellerpumps.com/en-us/products/sewage-pumps/commercial/280-series | EA | 3890 |  | 53514108694 | 6 Weeks | 127 | LB | 32 | 12 | 15 | 1 Year | NO
284-0059 | CF284 2F/230V/3Ph/Auto | CF284 2F/230V/3Ph/UL/Auto | https://www.zoellerpumps.com/en-us/products/sewage-pumps/commercial/280-series | EA | 2370 |  | 53514117016 | 6 Weeks | 84 | LB | 21.25 | 11.75 | 14.75 | 1 Year | YES
284-0060 | J284 2F/50'Cd/200-208V/3Ph/cCSAus | J284 2F/50'Cd/200-208V/3Ph/cCSAus/UL | https://www.zoellerpumps.com/en-us/products/sewage-pumps/commercial/280-series | EA | 1960 |  | 53514120597 | 4 Weeks | 92 | LB | 21.25 | 11.75 | 14.75 | 1 Year | YES
284-0061 | IX284 2F/35'Cd/200-208V/1Ph/Ex Pr | IX284 2F/35'Cd/200-208V/1Ph/Ex Pr/FM/CSA | https://www.zoellerpumps.com/en-us/products/sewage-pumps/commercial/280-series | EA | 3680 |  | 53514122133 | 6 Weeks | 129 | LB | 32 | 12 | 15 | 1 Year | NO
284-0064 | GX284 2F/35'Cd/460V/3Ph/Ex Pr | GX284 2F/35'Cd/460V/3Ph/Ex Pr/FM/CSA | https://www.zoellerpumps.com/en-us/products/sewage-pumps/commercial/280-series | EA | 4050 |  | 53514133047 | 6 Weeks | 130 | LB | 32 | 12 | 15 | 1 Year | NO
284-0066 | GX284 2F/50'Cd/460V/3Ph/Ex Pr | GX284 2F/50'Cd/460V/3Ph/Ex Pr/FM/CSA | https://www.zoellerpumps.com/en-us/products/sewage-pumps/commercial/280-series | EA | 4200 |  | 53514135126 | 6 Weeks | 131 | LB | 32 | 12 | 15 | 1 Year | NO
284-0068 | CF284 2F/25'Cd/230V/3Ph/Auto | CF284 2F/25'Cd/230V/3Ph/UL/Auto | https://www.zoellerpumps.com/en-us/products/sewage-pumps/commercial/280-series | EA | 2490 |  | 53514160029 | 6 Weeks | 85 | LB | 21.25 | 11.75 | 14.75 | 1 Year | YES
284-0069 | H284 2F/35'Cd/200-208V/1Ph/cCSAus | H284 2F/35'Cd/200-208V/1Ph/cCSAus | https://www.zoellerpumps.com/en-us/products/sewage-pumps/commercial/280-series | EA | 1920 |  | 53514163815 | 4 Weeks | 85 | LB | 21.25 | 11.75 | 14.75 | 1 Year | YES
284-0071 | IX284 2F/50'Cd/200-208V/1Ph/Ex Pr | IX284 2F/50'Cd/200-208V/1Ph/Ex Pr/FM/CSA | https://www.zoellerpumps.com/en-us/products/sewage-pumps/commercial/280-series | EA | 3820 |  | 53514191290 | 6 Weeks | 133 | LB | 32 | 12 | 15 | 1 Year | NO
284-0072 | GX284 2F/25'Cd/460V/3Ph/Ex Pr | GX284 2F/25'Cd/460V/3Ph/Ex Pr/FM/CSA | https://www.zoellerpumps.com/en-us/products/sewage-pumps/commercial/280-series | EA | 3940 |  | 53514207335 | 6 Weeks | 125 | LB | 32 | 12 | 15 | 1 Year | NO
284-0073 | EX284 2F/35'Cd/230V/1Ph/Ex Pr | EX284 2F/35'Cd/230V/1Ph/Ex Pr/FM/CSA | https://www.zoellerpumps.com/en-us/products/sewage-pumps/commercial/280-series | EA | 3820 |  | 53514207649 | 6 Weeks | 130 | LB | 32 | 12 | 15 | 1 Year | NO
284-0075 | DX284 2F/230V/1Ph/EX Pr | DX284 2F/230V/1Ph/EX Pr/FM/CSA | https://www.zoellerpumps.com/en-us/products/sewage-pumps/commercial/280-series | EA | 4880 |  | 53514236564 | 6 Weeks | 122 | LB | 32 | 12 | 15 | 1 Year | NO
284-0076 | HX284 2F/200-208V/1Ph/Ex Pr | HX284 2F/200-208V/1Ph/Ex Pr/FM/CSA | https://www.zoellerpumps.com/en-us/products/sewage-pumps/commercial/280-series | EA | 4930 |  | 53514236588 | 6 Weeks | 122 | LB | 32 | 12 | 15 | 1 Year | NO
284-0078 | IX284 2F/25'Cd/200-208V/1Ph/Ex Pr | IX284 2F/25'Cd/200-208V/1Ph/Ex Pr/FM/CSA | https://www.zoellerpumps.com/en-us/products/sewage-pumps/commercial/280-series | EA | 3700 |  | 53514242138 | 6 Weeks | 129 | LB | 32 | 12 | 15 | 1 Year | NO
284-0080 | EX284 2F/50'Cd/230V/1Ph/Ex Pr | EX284 2F/50'Cd/230V/1Ph/Ex Pr/FM/CSA | https://www.zoellerpumps.com/en-us/products/sewage-pumps/commercial/280-series | EA | 3950 |  | 53514255183 | 6 Weeks | 130 | LB | 32 | 12 | 15 | 1 Year | NO
284-0081 | FX284 2F/35'CD/230V/3Ph/Ex Pr | FX284 2F/35'CD/230V/3Ph/Ex Pr/FM/CSA | https://www.zoellerpumps.com/en-us/products/sewage-pumps/commercial/280-series | EA | 4050 |  | 53514256647 | 6 Weeks | 127 | LB | 32 | 12 | 15 | 1 Year | NO
284-0083 | BA284 2F/575V/3Ph/60Hz/1Hp/cCSAus | BA284 2F/575V/3Ph/60Hz/1Hp/cCSAus | https://www.zoellerpumps.com/en-us/products/sewage-pumps/commercial/280-series | EA | 1675 |  | 53514278694 | 6 Weeks | 84 | LB | 21.25 | 11.75 | 14.75 | 1 Year | YES
284-0085 | DX284 2F/50'Cd/230V/1Ph/EX Pr | DX284 2F/50'Cd/230V/1Ph/EX Pr/FM/CSA | https://www.zoellerpumps.com/en-us/products/sewage-pumps/commercial/280-series | EA | 4860 |  | 53514279677 | 6 Weeks | 124 | LB | 32 | 12 | 15 | 1 Year | NO
284-0087 | F284 2F/35'Cd/230V/3Ph/cCSAus | F284 2F/35'Cd/230V/3Ph/cCSAus/UL | https://www.zoellerpumps.com/en-us/products/sewage-pumps/commercial/280-series | EA | 1850 |  | 53514292898 | 4 Weeks | 89 | LB | 21.25 | 11.75 | 14.75 | 1 Year | YES
284-0089 | HX284 2F/50'Cd/200-208V/1Ph/Ex Pr | HX284 2F/50'Cd/200-208V/1Ph/Ex Pr/FM/CSA | https://www.zoellerpumps.com/en-us/products/sewage-pumps/commercial/280-series | EA | 4910 |  | 53514319359 | 6 Weeks | 124 | LB | 32 | 12 | 15 | 1 Year | NO
284-0091 | EX284 2F/25'Cd/230V/1Ph/Ex Pr | EX284 2F/25'Cd/230V/1Ph/Ex Pr/FM/CSA | https://www.zoellerpumps.com/en-us/products/sewage-pumps/commercial/280-series | EA | 3730 |  | 53514332624 | 6 Weeks | 128 | LB | 32 | 12 | 15 | 1 Year | NO
284-0092 | JX284 2F/50'Cd/200-208V/3Ph/Ex Pr | JX284 2F/50'Cd/200-208V/3Ph/Ex Pr/FM/CSA | https://www.zoellerpumps.com/en-us/products/sewage-pumps/commercial/280-series | EA | 4140 |  | 53514333768 | 6 Weeks | 131 | LB | 32 | 12 | 15 | 1 Year | NO
284-0095 | BAX284 2F/50'Cd/575V/3Ph/Ex Pr | BAX284 2F/50'Cd/575V/3Ph/Ex Pr | https://www.zoellerpumps.com/en-us/products/sewage-pumps/commercial/280-series | EA | 4090 |  | 53514370886 | 6 Weeks | 127 | LB | 32 | 12 | 15 | 1 Year | NO
284-0097 | BAX284 2F/25'Cd/575V/3Ph/Ex Pr | BAX284 2F/25'Cd/575V/3Ph/Ex Pr | https://www.zoellerpumps.com/en-us/products/sewage-pumps/commercial/280-series | EA | 3870 |  | 53514373818 | 6 Weeks | 127 | LB | 32 | 12 | 15 | 1 Year | NO
284-0101 | JX284 2F/25'Cd/200-208V/3Ph/Ex Pr | JX284 2F/25'Cd/200-208V/3Ph/Ex Pr | https://www.zoellerpumps.com/en-us/products/sewage-pumps/commercial/280-series | EA | 3880 |  | 53514469399 | 6 Weeks | 127 | LB | 32 | 12 | 15 | 1 Year | NO
284-0104 | BAX284 2F/35'Cd/575V/3Ph/Ex Pr |  |  | EA | 3940 |  | 53514495831 | 6 Weeks | 127 | LB | 32 | 12 | 15 | 1 Year | NO
285-0003 | D185 2F/230V/1Ph/cCSAus/(185-0003) | D185 2F/230V/1Ph/cCSAus/UL/(185-0003) | https://www.zoellerpumps.com/en-us/products/sump-effluent-pumps/commercial/180-190-series | EA | 2060 |  | 53514018825 | 4 Weeks | 89 | LB | 21.25 | 11.75 | 14.75 | 1 Year | YES
285-0004 | E185 2F/230V/1Ph/cCSAus/(185-0004) | E185 2F/230V/1Ph/cCSAus/UL (185-0004) | https://www.zoellerpumps.com/en-us/products/sump-effluent-pumps/commercial/180-190-series | EA | 1910 |  | 53514018832 | 4 Weeks | 88 | LB | 21.25 | 11.75 | 14.75 | 1 Year | YES
285-0005 | G185 2F/460V/3Ph/cCSAus/(185-0005) | G185 2F/460V/3Ph/cCSAus/UL/(185-0005) | https://www.zoellerpumps.com/en-us/products/sump-effluent-pumps/commercial/180-190-series | EA | 2000 |  | 53514018849 | 4 Weeks | 88 | LB | 21.25 | 11.75 | 14.75 | 1 Year | YES
285-0006 | F185 2F/230V/3Ph/cCSAus/(185-0006) | F185 2F/230V/3Ph/cCSAus/UL/(185-0006) | https://www.zoellerpumps.com/en-us/products/sump-effluent-pumps/commercial/180-190-series | EA | 2010 |  | 53514018856 | 4 Weeks | 88 | LB | 21.25 | 11.75 | 14.75 | 1 Year | YES
285-0007 | I185 2F/200-208V/1Ph/(185-0007) | I185 2F/200-208V/1Ph/(185-0007) | https://www.zoellerpumps.com/en-us/products/sump-effluent-pumps/commercial/180-190-series | EA | 1850 |  | 53514018863 | 4 Weeks | 88 | LB | 21.25 | 11.75 | 14.75 | 1 Year | YES
285-0008 | J185 2F/200-208V/3Ph/cCSAus/(185-0008) | J185 2F/200-208V/3Ph/cCSAus/UL/(185-0008) | https://www.zoellerpumps.com/en-us/products/sump-effluent-pumps/commercial/180-190-series | EA | 1970 |  | 53514018870 | 4 Weeks | 88 | LB | 21.25 | 11.75 | 14.75 | 1 Year | YES
285-0009 | BA185 2F/575V/3Ph/cCSAus (185-0011) | BA185 2F/575V/3Ph/cCSAus (185-0011) | https://www.zoellerpumps.com/en-us/products/sump-effluent-pumps/commercial/180-190-series | EA | 2150 |  | 53514030650 | 6 Weeks | 88 | LB | 21.25 | 11.75 | 14.75 | 1 Year | YES
285-0010 | E185 2F/230V/1Ph/cCSAus/(185-0012) | E185 2F/230V/1Ph/cCSAus/(185-0012) | https://www.zoellerpumps.com/en-us/products/sump-effluent-pumps/commercial/180-190-series | EA | 1920 |  | 53514033361 | 4 Weeks | 88 | LB | 21.25 | 11.75 | 14.75 | 1 Year | YES
285-0011 | H185 2F/200-208V/1Ph/(185-0013) | H185 2F/200-208V/1Ph/(185-0013) | https://www.zoellerpumps.com/en-us/products/sump-effluent-pumps/commercial/180-190-series | EA | 2000 |  | 53514035280 | 4 Weeks | 89 | LB | 21.25 | 11.75 | 14.75 | 1 Year | YES
285-0012 | D185 2F/35'Cd/230V/1Ph/cCSAus/(185-0018) | D185 2F/35'Cd/230V/1Ph/cCSAus/UL/(185-0018) | https://www.zoellerpumps.com/en-us/products/sump-effluent-pumps/commercial/180-190-series | EA | 2150 |  | 53514071943 | 4 Weeks | 95 | LB | 21.25 | 11.75 | 14.75 | 1 Year | YES
285-0014 | E185 2F/25'Cd/230V/1Ph/cCSAus/(185-0023) | E185 2F/25'Cd/230V/1Ph/cCSAus/UL/(185-0023) | https://www.zoellerpumps.com/en-us/products/sump-effluent-pumps/commercial/180-190-series | EA | 1980 |  | 53514099190 | 4 Weeks | 89 | LB | 21.25 | 11.75 | 14.75 | 1 Year | YES
285-0015 | J185 2F/35'Cd/200-208V/3Ph/cCSAus/(185-0036) | J185 2F/35'Cd/200-208V/3Ph/cCSAus/UL/(185-0036) | https://www.zoellerpumps.com/en-us/products/sump-effluent-pumps/commercial/180-190-series | EA | 2040 |  | 53514164737 | 4 Weeks | 86 | LB | 21.25 | 11.75 | 14.75 | 1 Year | YES
285-0016 | I185 2F/50'Cd/200-208V/1Ph/(185-0039) | I185 2F/50'Cd/200-208V/1Ph/(185-0039) | https://www.zoellerpumps.com/en-us/products/sump-effluent-pumps/commercial/180-190-series | EA | 1990 |  | 53514192884 | 4 Weeks | 90 | LB | 21.25 | 11.75 | 14.75 | 1 Year | YES
285-0017 | J185 2F/25'Cd/200-208V/3Ph/cCSAus/(185-0045) | J185 2F/25'Cd/200-208V/3Ph/cCSAus/(185-0045) | https://www.zoellerpumps.com/en-us/products/sump-effluent-pumps/commercial/180-190-series | EA | 2080 |  | 53514257323 | 4 Weeks | 88 | LB | 21.25 | 11.75 | 14.75 | 1 Year | YES
285-0018 | G185 2F/50'Cd/460V/3Ph/cCSAus/(185-0030) | G185 2F/50'Cd/460V/3Ph/cCSAus/UL/(185-0030) | https://www.zoellerpumps.com/en-us/products/sump-effluent-pumps/commercial/180-190-series | EA | 2130 |  | 53514257767 | 4 Weeks | 88 | LB | 21.25 | 11.75 | 14.75 | 1 Year | YES
285-0020 | E185 2F/35'Cd/230V/1Ph/cCSAus/(185-0035) | E185 2F/35'Cd/230V/1Ph/cCSAus/UL/(185-0035) | https://www.zoellerpumps.com/en-us/products/sump-effluent-pumps/commercial/180-190-series | EA | 2010 |  | 53514363239 | 4 Weeks | 89 | LB | 21.25 | 11.75 | 14.75 | 1 Year | YES
285-0021 | F185 2F/50'Cd/230V/3Ph/cCSAus/(185-0054) | F185 2F/50'Cd/230V/3Ph/cCSAus/UL/(185-0054) | https://www.zoellerpumps.com/en-us/products/sump-effluent-pumps/commercial/180-190-series | EA | 2130 |  | 53514369545 | 4 Weeks | 88 | LB | 21.25 | 11.75 | 14.75 | 1 Year | YES
285-0022 | F185 2F35'Cd/230V/3Ph/cCSAus/(185-0055) | F185 2F35'Cd/230V/3Ph/cCSAus/UL/(185-0055) | https://www.zoellerpumps.com/en-us/products/sump-effluent-pumps/commercial/180-190-series | EA | 2080 |  | 53514372651 | 4 Weeks | 88 | LB | 21.25 | 11.75 | 14.75 | 1 Year | YES
285-0023 | I185 2F/35'Cd/200-208V/1Ph/(185-0039) | I185 2F/35'Cd/200-208V/1Ph/(185-0039) | https://www.zoellerpumps.com/en-us/products/sump-effluent-pumps/commercial/180-190-series | EA | 1950 |  | 53514375164 | 4 Weeks | 90 | LB | 21.25 | 11.75 | 14.75 | 1 Year | YES
285-0024 | E185 2F/50'Cd/230V/1Ph/cCSAus/(185-0031) | E185 2F/50'Cd/230V/1Ph/cCSAus/UL/(185-0031) | https://www.zoellerpumps.com/en-us/products/sump-effluent-pumps/commercial/180-190-series | EA | 2060 |  | 53514383145 | 4 Weeks | 89 | LB | 21.25 | 11.75 | 14.75 | 1 Year | YES
285-0025 | G185 2F/35'Cd/460V/3Ph/cCSAus/(185-0056) | G185 2F/35'Cd/460V/3Ph/cCSAus/UL/(185-0056) | https://www.zoellerpumps.com/en-us/products/sump-effluent-pumps/commercial/180-190-series | EA | 2070 |  | 53514407278 | 4 Weeks | 88 | LB | 21.25 | 11.75 | 14.75 | 1 Year | YES
286-0003 | D186 2F/230V/1Ph/cCSAus/(186-0003) | D186 2F/230V/1Ph/cCSAus/(186-0003) | https://www.zoellerpumps.com/en-us/products/sump-effluent-pumps/commercial/180-190-series | EA | 2250 |  | 53514026615 | 4 Weeks | 91 | LB | 21.25 | 11.75 | 14.75 | 1 Year | YES
286-0004 | E186 2F/230V/1Ph/CSA/(186-0004) | E186 2F/230V/1Ph/CSA/(186-0004) | https://www.zoellerpumps.com/en-us/products/sump-effluent-pumps/commercial/180-190-series | EA | 2090 |  | 53514026622 | 4 Weeks | 90 | LB | 21.25 | 11.75 | 14.75 | 1 Year | YES
286-0005 | F186 2F/230V/3Ph/cCSAus/(186-0005) | F186 2F/230V/3Ph/cCSAus/(186-0005) | https://www.zoellerpumps.com/en-us/products/sump-effluent-pumps/commercial/180-190-series | EA | 2250 |  | 53514026639 | 4 Weeks | 90 | LB | 21.25 | 11.75 | 14.75 | 1 Year | YES
286-0006 | G186 2F/460V/3Ph/cCSAus/(186-0006) | G186 2F/460V/3Ph/cCSAus/(186-0006) | https://www.zoellerpumps.com/en-us/products/sump-effluent-pumps/commercial/180-190-series | EA | 2250 |  | 53514026646 | 4 Weeks | 90 | LB | 21.25 | 11.75 | 14.75 | 1 Year | YES
286-0007 | H186 2F/200-208V/1Ph/cCSAus/(186-0007) | H186 2F/200-208V/1Ph/cCSAus/(186-0007) | https://www.zoellerpumps.com/en-us/products/sump-effluent-pumps/commercial/180-190-series | EA | 2220 |  | 53514026653 | 4 Weeks | 91 | LB | 21.25 | 11.75 | 14.75 | 1 Year | YES
286-0008 | I186 2F/200-208V/1Ph/cCSAus/(186-0008) | I186 2F/200-208V/1Ph/cCSAus/(186-0008) | https://www.zoellerpumps.com/en-us/products/sump-effluent-pumps/commercial/180-190-series | EA | 2060 |  | 53514026660 | 4 Weeks | 90 | LB | 21.25 | 11.75 | 14.75 | 1 Year | YES
286-0009 | J186 2F/200-208V/3Ph/cCSAus/(186-0009) | J186 2F/200-208V/3Ph/cCSAus/(186-0009) | https://www.zoellerpumps.com/en-us/products/sump-effluent-pumps/commercial/180-190-series | EA | 2260 |  | 53514026677 | 4 Weeks | 90 | LB | 21.25 | 11.75 | 14.75 | 1 Year | YES
286-0010 | BE186 2F/230V/1Ph/Pb20'/CSA/(186-0004) | BE186 2F/230V/1Ph/Pb20'/CSA/(186-0004) | https://www.zoellerpumps.com/en-us/products/sump-effluent-pumps/commercial/180-190-series | EA | 2280 |  | 53514063825 | 4 Weeks | 88 | LB | 21.25 | 11.75 | 14.75 | 1 Year | YES
286-0012 | GX186 2F/35'Cord/460V/3Ph/Ex Pr/(186-0025) | GX186 2F/35'Cord/460V/3Ph/Ex Pr/FM/CSA/(186-0025) | https://www.zoellerpumps.com/en-us/products/sump-effluent-pumps/commercial/180-190-series | EA | 4530 |  | 53514219413 | 6 Weeks | 127 | LB | 32 | 12 | 15 | 1 Year | NO
286-0013 | EX186 2F/230V/1Ph/Ex Pr/(186-0014) | EX186 2F/230V/1Ph/Ex Pr/FM/CSA/(186-0014) | https://www.zoellerpumps.com/en-us/products/sump-effluent-pumps/commercial/180-190-series | EA | 4010 |  | 53514227647 | 6 Weeks | 126 | LB | 32 | 12 | 15 | 1 Year | NO
286-0014 | GX186 2F/460V/3Ph/Ex Pr/(186-0017) | GX186 2F/460V/3Ph/Ex Pr/FM/CSA/(186-0017) | https://www.zoellerpumps.com/en-us/products/sump-effluent-pumps/commercial/180-190-series | EA | 4370 |  | 53514334321 | 6 Weeks | 126 | LB | 32 | 12 | 15 | 1 Year | NO
286-0015 | E186 2F/25'Cd/230V/1Ph/CSA/(186-0033) | E186 2F/25'Cd/230V/1Ph/CSA/(186-0033) | https://www.zoellerpumps.com/en-us/products/sump-effluent-pumps/commercial/180-190-series | EA | 2150 |  | 53514372477 | 4 Weeks | 90 | LB | 21.25 | 11.75 | 14.75 | 1 Year | YES
286-0016 | E186 2F/35'Cd/230V/1Ph/CSA/(186-0027) | E186 2F/35'Cd/230V/1Ph/CSA/(186-0027) | https://www.zoellerpumps.com/en-us/products/sump-effluent-pumps/commercial/180-190-series | EA | 2180 |  | 53514391720 | 4 Weeks | 90 | LB | 21.25 | 11.75 | 14.75 | 1 Year | YES
288-0003 | D188 2F/230V/1Ph/cCSAus/(188-0003) | D188 2F/230V/1Ph/cCSAus/UL/(188-0003) | https://www.zoellerpumps.com/en-us/products/sump-effluent-pumps/commercial/180-190-series | EA | 2380 |  | 53514018900 | 4 Weeks | 94 | LB | 21.25 | 11.75 | 14.75 | 1 Year | YES
288-0004 | E188 2F/230V/1Ph/CSA/(188-0004) | E188 2F/230V/1Ph/CSA/(188-0004) | https://www.zoellerpumps.com/en-us/products/sump-effluent-pumps/commercial/180-190-series | EA | 2220 |  | 53514018917 | 4 Weeks | 93 | LB | 21.25 | 11.75 | 14.75 | 1 Year | YES
288-0005 | G188 2F/460V/3Ph/cCSAus/(188-0006) | G188 2F/460V/3Ph/cCSAus/UL/(188-0006) | https://www.zoellerpumps.com/en-us/products/sump-effluent-pumps/commercial/180-190-series | EA | 2380 |  | 53514018924 | 4 Weeks | 93 | LB | 21.25 | 11.75 | 14.75 | 1 Year | YES
288-0007 | D188 2F/25'Cd/230V/1Ph/cCSAus/(188-0011) | D188 2F/25'Cd/230V/1Ph/cCSAus/UL/(188-0011) | https://www.zoellerpumps.com/en-us/products/sump-effluent-pumps/commercial/180-190-series | EA | 2440 |  | 53514026233 | 4 Weeks | 96 | LB | 21.25 | 11.75 | 14.75 | 1 Year | YES
288-0009 | D188 2F/50'Cd/230V/1Ph/cCSAus/(188-0014) | D188 2F/50'Cd/230V/1Ph/cCSAus/UL/(188-0014) | https://www.zoellerpumps.com/en-us/products/sump-effluent-pumps/commercial/180-190-series | EA | 2530 |  | 53514030162 | 4 Weeks | 103 | LB | 21.25 | 11.75 | 14.75 | 1 Year | YES
288-0010 | BA188 2F/575V/3Ph/cCSAus (188-0015) | BA188 2F/575V/3Ph/cCSAus (188-0015) | https://www.zoellerpumps.com/en-us/products/sump-effluent-pumps/commercial/180-190-series | EA | 2440 |  | 53514030667 | 6 Weeks | 93 | LB | 21.25 | 11.75 | 14.75 | 1 Year | YES
288-0011 | E188 2F/230V/1Ph/CSA/(188-0017) | E188 2F/230V/1Ph/CSA/(188-0017) | https://www.zoellerpumps.com/en-us/products/sump-effluent-pumps/commercial/180-190-series | EA | 2220 |  | 53514033378 | 4 Weeks | 93 | LB | 21.25 | 11.75 | 14.75 | 1 Year | YES
288-0012 | F188 2F/230V/3Ph/cCSAus/(188-0005) | F188 2F/230V/3Ph/cCSAus/UL/(188-0005) | https://www.zoellerpumps.com/en-us/products/sump-effluent-pumps/commercial/180-190-series | EA | 2380 |  | 53514036461 | 4 Weeks | 93 | LB | 21.25 | 11.75 | 14.75 | 1 Year | YES
288-0013 | I188 2F/200-208V/1Ph/cCSAus/(188-0007) | I188 2F/200-208V/1Ph/cCSAus/(188-0007) | https://www.zoellerpumps.com/en-us/products/sump-effluent-pumps/commercial/180-190-series | EA | 2190 |  | 53514038502 | 4 Weeks | 93 | LB | 21.25 | 11.75 | 14.75 | 1 Year | YES
288-0014 | J188 2F/200-208V/3Ph/cCSAus/(188-0008) | J188 2F/200-208V/3Ph/cCSAus/UL/(188-0008) | https://www.zoellerpumps.com/en-us/products/sump-effluent-pumps/commercial/180-190-series | EA | 2390 |  | 53514048365 | 4 Weeks | 93 | LB | 21.25 | 11.75 | 14.75 | 1 Year | YES
288-0015 | E188 2F/35'Cd/230V/1Ph/CSA/(188-0026) | E188 2F/35'Cd/230V/1Ph/CSA/(188-0026) | https://www.zoellerpumps.com/en-us/products/sump-effluent-pumps/commercial/180-190-series | EA | 2310 |  | 53514048761 | 4 Weeks | 102 | LB | 21.25 | 11.75 | 14.75 | 1 Year | YES
288-0016 | F188 2F/35'Cd/230V/3Ph/cCSAus/(188-0022) | F188 2F/35'Cd/230V/3Ph/cCSAus/UL/(188-0022) | https://www.zoellerpumps.com/en-us/products/sump-effluent-pumps/commercial/180-190-series | EA | 2450 |  | 53514062934 | 4 Weeks | 98 | LB | 21.25 | 11.75 | 14.75 | 1 Year | YES
288-0017 | BE188 2F/230V/1Ph/Pb20'/cCSAus/(188-0004) | BE188 2F/230V/1Ph/Pb20'/cCSAus/(188-0004) | https://www.zoellerpumps.com/en-us/products/sump-effluent-pumps/commercial/180-190-series | EA | 2410 |  | 53514071509 | 4 Weeks | 95 | LB | 21.25 | 11.75 | 14.75 | 1 Year | YES
288-0020 | G188 2F/25'Cd/460V/3Ph/cCSAus/(188-0037) | G188 2F/25'Cd/460V/3Ph/cCSAus/UL/(188-0037) | https://www.zoellerpumps.com/en-us/products/sump-effluent-pumps/commercial/180-190-series | EA | 2490 |  | 53514124748 | 4 Weeks | 95 | LB | 21.25 | 11.75 | 14.75 | 1 Year | YES
288-0021 | H188 2F/200-208V/1Ph/cCSAus/(188-0019) | H188 2F/200-208V/1Ph/cCSAus/(188-0019) | https://www.zoellerpumps.com/en-us/products/sump-effluent-pumps/commercial/180-190-series | EA | 2330 |  | 53514131678 | 4 Weeks | 90 | LB | 21.25 | 11.75 | 14.75 | 1 Year | YES
288-0022 | E188 2F/50'Cd/230V/1Ph/CSA/(188-0035) | E188 2F/50'Cd/230V/1Ph/CSA/(188-0035) | https://www.zoellerpumps.com/en-us/products/sump-effluent-pumps/commercial/180-190-series | EA | 2370 |  | 53514134051 | 4 Weeks | 99 | LB | 21.25 | 11.75 | 14.75 | 1 Year | YES
288-0023 | I188 2F/50'Cd/200-208V/1Ph/cCSAus/(188-0033) | I188 2F/50'Cd/200-208V/1Ph/cCSAus/(188-0033) | https://www.zoellerpumps.com/en-us/products/sump-effluent-pumps/commercial/180-190-series | EA | 2250 |  | 53514140564 | 4 Weeks | 93 | LB | 21.25 | 11.75 | 14.75 | 1 Year | YES
288-0024 | I188 2F/25'Cd/200-208V/1Ph/cCSAus/(188-0025) | I188 2F/25'Cd/200-208V/1Ph/cCSAus/(188-0025) | https://www.zoellerpumps.com/en-us/products/sump-effluent-pumps/commercial/180-190-series | EA | 2170 |  | 53514144852 | 4 Weeks | 90 | LB | 21.25 | 11.75 | 14.75 | 1 Year | YES
288-0027 | I188 2F/35'Cd/200-208V/1Ph/cCSAus/(188-0046) | I188 2F/35'Cd/200-208V/1Ph/cCSAus/(188-0046) | https://www.zoellerpumps.com/en-us/products/sump-effluent-pumps/commercial/180-190-series | EA | 2200 |  | 53514193942 | 4 Weeks | 93 | LB | 21.25 | 11.75 | 14.75 | 1 Year | YES
288-0028 | EX188 2F/230V/1Ph/Ex Pr/(188-0028) | EX188 2F/230V/1Ph/Ex Pr/FM/CSA/(188-0028) | https://www.zoellerpumps.com/en-us/products/sump-effluent-pumps/commercial/180-190-series | EA | 4140 |  | 53514211974 | 6 Weeks | 128 | LB | 32 | 12 | 15 | 1 Year | NO
288-0029 | J188 2F/50'Cd/200-208V/3Ph/cCSAus/(188-0041) | J188 2F/50'Cd/200-208V/3Ph/cCSAus/UL/(188-0041) | https://www.zoellerpumps.com/en-us/products/sump-effluent-pumps/commercial/180-190-series | EA | 2540 |  | 53514232191 | 4 Weeks | 96 | LB | 21.25 | 11.75 | 14.75 | 1 Year | YES
288-0030 | G188 2F/50'Cd/460V/3Ph/cCSAus/(188-0051) | G188 2F/50'Cd/460V/3Ph/cCSAus/UL/(188-0051) | https://www.zoellerpumps.com/en-us/products/sump-effluent-pumps/commercial/180-190-series | EA | 2500 |  | 53514282110 | 4 Weeks | 94 | LB | 21.25 | 11.75 | 14.75 | 1 Year | YES
288-0031 | JX188 2F/200-208V/3Ph/Ex Pr/(188-0029) | JX188 2F/200-208V/3Ph/Ex Pr/FM/CSA/(188-0029) | https://www.zoellerpumps.com/en-us/products/sump-effluent-pumps/commercial/180-190-series | EA | 4420 |  | 53514290276 | 6 Weeks | 128 | LB | 32 | 12 | 15 | 1 Year | NO
288-0032 | G188 2F/35'Cd/460V/3Ph/cCSAus/(188-0010) | G188 2F/35'Cd/460V/3Ph/cCSAus/UL/(188-0010) | https://www.zoellerpumps.com/en-us/products/sump-effluent-pumps/commercial/180-190-series | EA | 2450 |  | 53514336035 | 4 Weeks | 96 | LB | 21.25 | 11.75 | 14.75 | 1 Year | YES
288-0033 | GX188 2F/460V/3Ph/Ex Pr/(188-0031) | GX188 2F/460V/3Ph/Ex Pr/ FM/CSA/(188-0031) | https://www.zoellerpumps.com/en-us/products/sump-effluent-pumps/commercial/180-190-series | EA | 4500 |  | 53514352943 | 6 Weeks | 128 | LB | 32 | 12 | 15 | 1 Year | NO
288-0035 | JX188 2F/50'Cd/200-208V/3Ph/Ex Pr/(188-0048) | JX188 2F/50'Cd/200-208V/3Ph/Ex Pr/FM/CSA/(188-0048) | https://www.zoellerpumps.com/en-us/products/sump-effluent-pumps/commercial/180-190-series | EA | 4720 |  | 53514367299 | 6 Weeks | 128 | LB | 32 | 12 | 15 | 1 Year | NO
288-0036 | EX188 2F/35'Cd/230V/1Ph/Ex Pr/(188-0060) | EX188 2F/35'Cd/230V/1Ph/Ex Pr/FM/CSA/(188-0060) | https://www.zoellerpumps.com/en-us/products/sump-effluent-pumps/commercial/180-190-series | EA | 4330 |  | 53514367824 | 6 Weeks | 128 | LB | 32 | 12 | 15 | 1 Year | NO
288-0037 | GX188 2F/35'Cd/460V/3Ph/Ex Pr/(188-0040) | GX188 2F/35'Cd/460V/3Ph/Ex Pr/FM/CSA/(188-0040) | https://www.zoellerpumps.com/en-us/products/sump-effluent-pumps/commercial/180-190-series | EA | 4660 |  | 53514367909 | 6 Weeks | 129 | LB | 32 | 12 | 15 | 1 Year | NO
288-0038 | IX188 2F/50'Cd/200-208V/1Ph/Ex Pr/(188-0061) | IX188 2F/50'Cd/200-208V/1Ph/Ex Pr/FM/CSA/(188-0061) | https://www.zoellerpumps.com/en-us/products/sump-effluent-pumps/commercial/180-190-series | EA | 4360 |  | 53514375140 | 6 Weeks | 128 | LB | 32 | 12 | 15 | 1 Year | NO
288-0039 | J188 2F/35'Cd/200-208V/3Ph/cCSAus/(188-0054) | J188 2F/35'Cd/200-208V/3Ph/cCSAus/UL/(188-0054) | https://www.zoellerpumps.com/en-us/products/sump-effluent-pumps/commercial/180-190-series | EA | 2460 |  | 53514385484 | 4 Weeks | 96 | LB | 21.25 | 11.75 | 14.75 | 1 Year | YES
288-0040 | D188 2F/35'Cd/230V/1Ph/cCSAus/(188-0036) | D188 2F/35'Cd/230V/1Ph/cCSAus/(188-0036) | https://www.zoellerpumps.com/en-us/products/sump-effluent-pumps/commercial/180-190-series | EA | 2290 |  | 53514474409 | 4 Weeks | 98 | LB | 21.25 | 11.75 | 14.75 | 1 Year | YES
289-0003 | D189 2F/230V/1Ph/CSA/(189-0003) | D189 2F/230V/1Ph/CSA/(189-0003) | https://www.zoellerpumps.com/en-us/products/sump-effluent-pumps/commercial/180-190-series | EA | 2260 |  | 53514018948 | 4 Weeks | 94 | LB | 21.25 | 11.75 | 14.75 | 1 Year | YES
289-0004 | E189 2F/230V/1Ph/CSA/(189-0004) | E189 2F/230V/1Ph/CSA/(189-0004) | https://www.zoellerpumps.com/en-us/products/sump-effluent-pumps/commercial/180-190-series | EA | 2120 |  | 53514018955 | 4 Weeks | 93 | LB | 21.25 | 11.75 | 14.75 | 1 Year | YES
289-0006 | D189 2F/50'Cd/230V/1Ph/CSA/(189-0007) | D189 2F/50'Cd/230V/1Ph/CSA/(189-0007) | https://www.zoellerpumps.com/en-us/products/sump-effluent-pumps/commercial/180-190-series | EA | 2420 |  | 53514018979 | 4 Weeks | 103 | LB | 21.25 | 11.75 | 14.75 | 1 Year | YES
289-0007 | F189 2F/230V/3Ph/cCSAus/(189-0008) | F189 2F/230V/3Ph/cCSAus/UL/(189-0008) | https://www.zoellerpumps.com/en-us/products/sump-effluent-pumps/commercial/180-190-series | EA | 2370 |  | 53514018986 | 4 Weeks | 93 | LB | 21.25 | 11.75 | 14.75 | 1 Year | YES
289-0008 | G189 2F/460V/3Ph/cCSAus/(189-0009) | G189 2F/460V/3Ph/cCSAus/UL/(189-0009) | https://www.zoellerpumps.com/en-us/products/sump-effluent-pumps/commercial/180-190-series | EA | 2260 |  | 53514018993 | 4 Weeks | 93 | LB | 21.25 | 11.75 | 14.75 | 1 Year | YES
289-0009 | J189 2F/200-208V/3Ph/cCSAus/(189-0010) | J189 2F/200-208V/3Ph/cCSAus/UL/(189-0010) | https://www.zoellerpumps.com/en-us/products/sump-effluent-pumps/commercial/180-190-series | EA | 2270 |  | 53514019006 | 4 Weeks | 93 | LB | 21.25 | 11.75 | 14.75 | 1 Year | YES
289-0010 | H189 2F/200-208V/1Ph/cCSAus/(189-0011) | H189 2F/200-208V/1Ph/cCSAus/(189-0011) | https://www.zoellerpumps.com/en-us/products/sump-effluent-pumps/commercial/180-190-series | EA | 2310 |  | 53514019013 | 4 Weeks | 93 | LB | 21.25 | 11.75 | 14.75 | 1 Year | YES
289-0011 | I189 2F/200-208V/1Ph/cCSAus/(189-0012) | I189 2F/200-208V/1Ph/cCSAus/(189-0012) | https://www.zoellerpumps.com/en-us/products/sump-effluent-pumps/commercial/180-190-series | EA | 2170 |  | 53514019020 | 4 Weeks | 93 | LB | 21.25 | 11.75 | 14.75 | 1 Year | YES
289-0013 | BA189 2F/575V/3Ph/cCSAus (189-0017) | BA189 2F/575V/3Ph/cCSAus (189-0017) | https://www.zoellerpumps.com/en-us/products/sump-effluent-pumps/commercial/180-190-series | EA | 2320 |  | 53514030674 | 6 Weeks | 93 | LB | 21.25 | 11.75 | 14.75 | 1 Year | YES
289-0014 | E189 2F/230V/1Ph/CSA/(189-0018) | E189 2F/230V/1Ph/CSA/(189-0018) | https://www.zoellerpumps.com/en-us/products/sump-effluent-pumps/commercial/180-190-series | EA | 2120 |  | 53514033385 | 4 Weeks | 93 | LB | 21.25 | 11.75 | 14.75 | 1 Year | YES
289-0015 | E189 2F/25'Cd/230V/1Ph/CSA/(189-0016) | E189 2F/25'Cd/230V/1Ph/CSA/(189-0016) | https://www.zoellerpumps.com/en-us/products/sump-effluent-pumps/commercial/180-190-series | EA | 2230 |  | 53514043339 | 4 Weeks | 93 | LB | 21.25 | 11.75 | 14.75 | 1 Year | YES
289-0017 | G189 2F/50'Cd/460V/3Ph/cCSAus/(189-0024) | G189 2F/50'Cd/460V/3Ph/cCSAus/UL/(189-0024) | https://www.zoellerpumps.com/en-us/products/sump-effluent-pumps/commercial/180-190-series | EA | 2400 |  | 53514082086 | 4 Weeks | 101 | LB | 21.25 | 11.75 | 14.75 | 1 Year | YES
289-0018 | WD189 2F/230V/1Ph/(189-0027) | WD189 2F/230V/1Ph/(189-0027) | https://www.zoellerpumps.com/en-us/products/sump-effluent-pumps/commercial/180-190-series | EA | 2370 |  | 53514089986 | 4 Weeks | 95 | LB | 21.25 | 11.75 | 14.75 | 1 Year | YES
289-0022 | D189 2F/25'Cd/230V/1Ph/CSA/(189-0040) | D189 2F/25'Cd/230V/1Ph/CSA/(189-0040) | https://www.zoellerpumps.com/en-us/products/sump-effluent-pumps/commercial/180-190-series | EA | 2370 |  | 53514128661 | 4 Weeks | 99 | LB | 21.25 | 11.75 | 14.75 | 1 Year | YES
289-0023 | GX189 2F/50'Cd/460V/3Ph/Ex Pr/(189-0041) | GX189 2F/50'Cd/460V/3Ph/Ex Pr/FM/CSA/(189-0041) | https://www.zoellerpumps.com/en-us/products/sump-effluent-pumps/commercial/180-190-series | EA | 4680 |  | 53514137748 | 6 Weeks | 127 | LB | 21.25 | 11.75 | 14.75 | 1 Year | NO
289-0024 | WD189 2F/50'Cd/230V/1Ph/(189-0042) | WD189 2F/50'Cd/230V/1Ph/(189-0042) | https://www.zoellerpumps.com/en-us/products/sump-effluent-pumps/commercial/180-190-series | EA | 2540 |  | 53514151843 | 4 Weeks | 101 | LB | 21.25 | 11.75 | 14.75 | 1 Year | YES
289-0025 | I189 2F/50'Cd/200-208V/1Ph/cCSAus/(189-0045) | I189 2F/50'Cd/200-208V/1Ph/cCSAus/(189-0045) | https://www.zoellerpumps.com/en-us/products/sump-effluent-pumps/commercial/180-190-series | EA | 2320 |  | 53514192983 | 4 Weeks | 98 | LB | 21.25 | 11.75 | 14.75 | 1 Year | YES
289-0027 | GX189 2F/460V/3Ph/Ex Pr/(189-0034) | GX189 2F/460V/3Ph/Ex Pr/FM/CSA/(189-0034) | https://www.zoellerpumps.com/en-us/products/sump-effluent-pumps/commercial/180-190-series | EA | 4380 |  | 53514200268 | 6 Weeks | 129 | LB | 32 | 12 | 15 | 1 Year | NO
289-0028 | D189 2F/35'Cd/230V/1Ph/CSA/(189-0049) | D189 2F/35'Cd/230V/1Ph/CSA/(189-0049) | https://www.zoellerpumps.com/en-us/products/sump-effluent-pumps/commercial/180-190-series | EA | 2380 |  | 53514260583 | 4 Weeks | 101 | LB | 21.25 | 11.75 | 14.75 | 1 Year | YES
289-0029 | G189 2F/35'Cd/460V/3Ph/cCSAus/(189-0044) | G189 2F/35'Cd/460V/3Ph/cCSAus/UL/(189-0044) | https://www.zoellerpumps.com/en-us/products/sump-effluent-pumps/commercial/180-190-series | EA | 2370 |  | 53514287511 | 4 Weeks | 100 | LB | 21.25 | 11.75 | 14.75 | 1 Year | YES
289-0030 | DX189 2F/230V/1Ph/Ex Pr/(189-0047) | DX189 2F/230V/1Ph/Ex Pr/FM/CSA/(189-0047) | https://www.zoellerpumps.com/en-us/products/sump-effluent-pumps/commercial/180-190-series | EA | 5280 |  | 53514331047 | 6 Weeks | 129 | LB | 32 | 12 | 15 | 1 Year | NO
289-0031 | J189 2F/50'Cd/200-208V/3Ph/cCSAus/(189-0056) | J189 2F/50'Cd/200-208V/3Ph/cCSAus/UL/(189-0056) | https://www.zoellerpumps.com/en-us/products/sump-effluent-pumps/commercial/180-190-series | EA | 2420 |  | 53514343682 | 4 Weeks | 93 | LB | 21.25 | 11.75 | 14.75 | 1 Year | YES
289-0032 | G189 2F/25'Cd/460V/3Ph/cCSAus/(189-0051) | G189 2F/25'Cd/460V/3Ph/cCSAus/UL/(189-0051) | https://www.zoellerpumps.com/en-us/products/sump-effluent-pumps/commercial/180-190-series | EA | 2360 |  | 53514354602 | 4 Weeks | 100 | LB | 21.25 | 11.75 | 14.75 | 1 Year | YES
289-0033 | IX189 2F/50'Cd/200-208V/1Ph/Ex Pr/(189-0061) | IX189 2F/50'Cd/200-208V/1Ph/Ex Pr/FM/CSA/(189-0061) | https://www.zoellerpumps.com/en-us/products/sump-effluent-pumps/commercial/180-190-series | EA | 4480 |  | 53514387341 | 6 Weeks | 126 | LB | 32 | 12 | 15 | 1 Year | NO
291-0004 | E191 2F/230V/1Ph/(191-0004) | E191 2F/230V/1Ph/(191-0004) | https://www.zoellerpumps.com/en-us/products/sump-effluent-pumps/commercial/180-190-series | EA | 2510 |  | 53514062804 | 4 Weeks | 92 | LB | 21.25 | 11.75 | 14.75 | 1 Year | YES
291-0006 | E191 2F/25'Cd/230V/1Ph/(191-0006) | E191 2F/25'Cd/230V/1Ph/(191-0006) | https://www.zoellerpumps.com/en-us/products/sump-effluent-pumps/commercial/180-190-series | EA | 2570 |  | 53514099411 | 4 Weeks | 93 | LB | 21.25 | 11.75 | 14.75 | 1 Year | YES
291-0008 | EX191 2F/50'Cd/230V/1Ph/Ex Pr/(191-0013) | EX191 2F/50'Cd/230V/1Ph/Ex Pr/FM/CSA/(191-0013) | https://www.zoellerpumps.com/en-us/products/sump-effluent-pumps/commercial/180-190-series | EA | 4640 |  | 53514331764 | 6 Weeks | 131 | LB | 32 | 12 | 15 | 1 Year | NO
291-0009 | EX191 2F/35'Cd/230V/1Ph/Ex Pr/(191-0014) | EX191 2F/35'Cd/230V/1Ph/Ex Pr/FM/CSA/(191-0014) | https://www.zoellerpumps.com/en-us/products/sump-effluent-pumps/commercial/180-190-series | EA | 4500 |  | 53514364687 | 6 Weeks | 131 | LB | 32 | 12 | 15 | 1 Year | NO
291-0010 | E191 2F/50'Cd/230V/1Ph/(191-0008) | E191 2F/50'Cd/230V/1Ph/(191-0008) | https://www.zoellerpumps.com/en-us/products/sump-effluent-pumps/commercial/180-190-series | EA | 2670 |  | 53514475123 | 4 Weeks | 93 | LB | 21.25 | 11.75 | 14.75 | 1 Year | YES
292-0001 | M292 2F/115V/1Ph/cCSAus | M292 2F/115V/1Ph/cCSAus/UL | https://www.zoellerpumps.com/en-us/products/sewage-pumps/commercial/290-series | EA | 1538 |  | 53514019044 | IN STOCK | 89 | LB | 21.25 | 11.75 | 14.75 | 1 Year | YES
292-0002 | N292 2F/115V/1Ph/CSA | N292 2F/115V/1Ph/CSA | https://www.zoellerpumps.com/en-us/products/sewage-pumps/commercial/290-series | EA | 1386 |  | 53514019051 | IN STOCK | 88 | LB | 21.25 | 11.75 | 14.75 | 1 Year | YES
292-0003 | D292 2F/230V/1Ph/cCSAus | D292 2F/230V/1Ph/cCSAus | https://www.zoellerpumps.com/en-us/products/sewage-pumps/commercial/290-series | EA | 1780 |  | 53514353230 | 4 Weeks | 88 | LB | 21.25 | 11.75 | 14.75 | 1 Year | YES
292-0004 | E292 2F/230V/1Ph/cCSAus | E292 2F/230V/1Ph/cCSAus | https://www.zoellerpumps.com/en-us/products/sewage-pumps/commercial/290-series | EA | 1468 |  | 53514353247 | 4 Weeks | 88 | LB | 21.25 | 11.75 | 14.75 | 1 Year | YES
292-0006 | M292 2F/25'Cd/115V/1Ph/cCSAus | M292 2F/25'Cd/115V/1Ph/cCSAus/UL | https://www.zoellerpumps.com/en-us/products/sewage-pumps/commercial/290-series | EA | 1990 |  | 53514019075 | 4 Weeks | 91 | LB | 21.25 | 11.75 | 14.75 | 1 Year | YES
292-0007 | N292 2F/50'Cd/115V/1Ph/CSA | N292 2F/50'Cd/115V/1Ph/CSA | https://www.zoellerpumps.com/en-us/products/sewage-pumps/commercial/290-series | EA | 2050 |  | 53514019082 | 4 Weeks | 97 | LB | 21.25 | 11.75 | 14.75 | 1 Year | YES
292-0008 | M292 2F/50'Cd/115V/1Ph/cCSAus | M292 2F/50'Cd/115V/1Ph/cCSAus/UL | https://www.zoellerpumps.com/en-us/products/sewage-pumps/commercial/290-series | EA | 2240 |  | 53514019099 | 4 Weeks | 98 | LB | 21.25 | 11.75 | 14.75 | 1 Year | YES
292-0009 | N292 2F/25'Cd/115V/1Ph/CSA | N292 2F/25'Cd/115V/1Ph/CSA | https://www.zoellerpumps.com/en-us/products/sewage-pumps/commercial/290-series | EA | 1800 |  | 53514025298 | 4 Weeks | 90 | LB | 21.25 | 11.75 | 14.75 | 1 Year | YES
292-0010 | N292 2F/35'Cd/115V/1Ph/CSA | N292 2F/35'Cd/115V/1Ph/CSA | https://www.zoellerpumps.com/en-us/products/sewage-pumps/commercial/290-series | EA | 1770 |  | 53514028022 | 4 Weeks | 90 | LB | 21.25 | 11.75 | 14.75 | 1 Year | YES
292-0013 | M292 2F/35'Cd/115V/1Ph/cCSAus | M292 2F/35'Cd/115V/1Ph/cCSAus/UL | https://www.zoellerpumps.com/en-us/products/sewage-pumps/commercial/290-series | EA | 2030 |  | 53514038441 | 4 Weeks | 94 | LB | 21.25 | 11.75 | 14.75 | 1 Year | YES
292-0014 | BN292 2F/115V/1Ph/Pb20'/cCSAus | BN292 2F/115V/1Ph/Pb20'/cCSAus Pump | https://www.zoellerpumps.com/en-us/products/sewage-pumps/commercial/290-series | EA | 1920 |  | 53514041281 | 4 Weeks | 90 | LB | 21.25 | 11.75 | 14.75 | 1 Year | YES
292-0020 | NX292 2F/115V/1Ph/Ex Pr | NX292 2F/115V/1Ph/Ex Pr/FM/CSA | https://www.zoellerpumps.com/en-us/products/sewage-pumps/commercial/290-series | EA | 3690 |  | 53514108755 | 6 Weeks | 121 | LB | 32 | 12 | 15 | 1 Year | YES
292-0022 | NX292 2F/50'Cd/115V/1Ph/Ex Pr | NX292 2F/50'Cd/115V/1Ph/Ex Pr/FM/CSA | https://www.zoellerpumps.com/en-us/products/sewage-pumps/commercial/290-series | EA | 3920 |  | 53514145651 | 6 Weeks | 130 | LB | 32 | 12 | 15 | 1 Year | YES
292-0023 | NX292 2F/25'Cd/115V/1Ph/Ex Pr | NX292 2F/25'Cd/115V/1Ph/Ex Pr/FM/CSA | https://www.zoellerpumps.com/en-us/products/sewage-pumps/commercial/290-series | EA | 3720 |  | 53514205492 | 6 Weeks | 127 | LB | 32 | 12 | 15 | 1 Year | YES
292-0024 | BN292 2F/25'Cd/115V/1Ph/Pb25'/cCSAus | BN292 2F/25'Cd/115V/1Ph/Pb25'/cCSAus | https://www.zoellerpumps.com/en-us/products/sewage-pumps/commercial/290-series | EA | 2000 |  | 53514208400 | 6 Weeks | 91 | LB | 21.25 | 11.75 | 14.75 | 1 Year | YES
292-0025 | MX292 2F/115V/1Ph/Ex Pr | MX292 2F/115V/1Ph/Ex Pr/FM/CSA | https://www.zoellerpumps.com/en-us/products/sewage-pumps/commercial/290-series | EA | 4480 |  | 53514236601 | 6 Weeks | 123 | LB | 32 | 12 | 15 | 1 Year | NO
292-0031 | BA292 2F/575V/3Ph/CSA | BA292 2F/575V/3Ph/CSA | https://www.zoellerpumps.com/en-us/products/sewage-pumps/commercial/290-series | EA | 1740 |  | 53514272050 | 6 Weeks | 88 | LB | 21.25 | 11.75 | 14.75 | 1 Year | YES
292-0035 | MX292 2F/50'Cd/115V/1Ph/Ex Pr | MX292 2F/50'Cd/115V/1Ph/Ex Pr/FM/CSA | https://www.zoellerpumps.com/en-us/products/sewage-pumps/commercial/290-series | EA | 4720 |  | 53514313180 | 6 Weeks | 123 | LB | 32 | 12 | 15 | 1 Year | NO
292-0040 | MX292 2F/25'Cd/115V/1Ph/Ex Pr | MX292 2F/25'Cd/115V/1Ph/Ex Pr/FM/CSA | https://www.zoellerpumps.com/en-us/products/sewage-pumps/commercial/290-series | EA | 4520 |  | 53514319724 | 6 Weeks | 123 | LB | 32 | 12 | 15 | 1 Year | NO
292-0043 | J292 2F/200-208V/3Ph/cCSAus | J292 2F/200-208V/3Ph/cCSAus | https://www.zoellerpumps.com/en-us/products/sewage-pumps/commercial/290-series | EA | 1690 |  | 53514341732 | 4 Weeks | 88 | LB | 21.25 | 11.75 | 14.75 | 1 Year | YES
292-0044 | F292 2F/230V/3Ph/cCSAus | F292 2F/230V/3Ph/cCSAus | https://www.zoellerpumps.com/en-us/products/sewage-pumps/commercial/290-series | EA | 1720 |  | 53514341756 | 4 Weeks | 88 | LB | 21.25 | 11.75 | 14.75 | 1 Year | YES
292-0045 | G292 2F/460V/3Ph/cCSAus | G292 2F/460V/3Ph/cCSAus | https://www.zoellerpumps.com/en-us/products/sewage-pumps/commercial/290-series | EA | 1710 |  | 53514341770 | 4 Weeks | 88 | LB | 21.25 | 11.75 | 14.75 | 1 Year | YES
292-0046 | H292 2F/200V/1Ph/cCSAus | H292 2F/200V/1Ph/cCSAus | https://www.zoellerpumps.com/en-us/products/sewage-pumps/commercial/290-series | EA | 1840 |  | 53514347116 | 4 Weeks | 88 | LB | 21.25 | 11.75 | 14.75 | 1 Year | YES
292-0047 | I292 2F/200V/1Ph/cCSAus | I292 2F/200V/1Ph/cCSAus | https://www.zoellerpumps.com/en-us/products/sewage-pumps/commercial/290-series | EA | 1690 |  | 53514347130 | 4 Weeks | 88 | LB | 21.25 | 11.75 | 14.75 | 1 Year | YES
292-0048 | DX292 2F/230V/1Ph/Ex Pr | DX292 2F/230V/1Ph/Ex Pr/FM/CSA | https://www.zoellerpumps.com/en-us/products/sewage-pumps/commercial/290-series | EA | 4380 |  | 53514347727 | 6 Weeks | 121 | LB | 32 | 12 | 15 | 1 Year | NO
292-0049 | EX292 2F/230V/1Ph/Ex Pr | EX292 2F/230V/1Ph/Ex Pr/FM/CSA | https://www.zoellerpumps.com/en-us/products/sewage-pumps/commercial/290-series | EA | 3610 |  | 53514347741 | 6 Weeks | 121 | LB | 32 | 12 | 15 | 1 Year | NO
292-0050 | HX292 2F/200-208V/1Ph/Ex Pr | HX292 2F/200-208V/1Ph/Ex Pr/FM/CSA | https://www.zoellerpumps.com/en-us/products/sewage-pumps/commercial/290-series | EA | 4430 |  | 53514347765 | 6 Weeks | 123 | LB | 32 | 12 | 15 | 1 Year | NO
292-0051 | IX292 2F/200-208V/1Ph/Ex Pr | IX292 2F/200-208V/1Ph/Ex Pr/FM/CSA | https://www.zoellerpumps.com/en-us/products/sewage-pumps/commercial/290-series | EA | 3660 |  | 53514347789 | 6 Weeks | 123 | LB | 32 | 12 | 15 | 1 Year | NO
292-0052 | JX292 2F/200-208V/3Ph/Ex Pr | JX292 2F/200-208V/3Ph/Ex Pr/FM/CSA | https://www.zoellerpumps.com/en-us/products/sewage-pumps/commercial/290-series | EA | 3670 |  | 53514347802 | 6 Weeks | 123 | LB | 32 | 12 | 15 | 1 Year | NO
292-0053 | FX292 2F/230V/3Ph/Ex Pr | FX292 2F/230V/3Ph/Ex Pr/FM/CSA | https://www.zoellerpumps.com/en-us/products/sewage-pumps/commercial/290-series | EA | 3860 |  | 53514347826 | 6 Weeks | 123 | LB | 32 | 12 | 15 | 1 Year | NO
292-0054 | GX292 2F/460V/3Ph/Ex Pr | GX292 2F/460V/3Ph/Ex Pr/FM/CSA | https://www.zoellerpumps.com/en-us/products/sewage-pumps/commercial/290-series | EA | 3860 |  | 53514347840 | 6 Weeks | 123 | LB | 32 | 12 | 15 | 1 Year | NO
292-0055 | E292 2F/50'Cd/230V/1Ph/cCSAus | E292 2F/50'Cd/230V/1Ph/cCSAus | https://www.zoellerpumps.com/en-us/products/sewage-pumps/commercial/290-series | EA | 1780 |  | 53514359812 | 4 Weeks | 88 | LB | 21.25 | 11.75 | 14.75 | 1 Year | YES
292-0056 | G292 2F/50'Cd/460V/3Ph/cCSAus | G292 2F/50'Cd/460V/3Ph/cCSAus | https://www.zoellerpumps.com/en-us/products/sewage-pumps/commercial/290-series | EA | 1850 |  | 53514361907 | 4 Weeks | 88 | LB | 21.25 | 11.75 | 14.75 | 1 Year | YES
292-0057 | J292 2F/35'Cd/200-208V/3Ph/cCSAus | J292 2F/35'Cd/200-208V/3Ph/cCSAus | https://www.zoellerpumps.com/en-us/products/sewage-pumps/commercial/290-series | EA | 1860 |  | 53514355982 | 4 Weeks | 88 | LB | 21.25 | 11.75 | 14.75 | 1 Year | YES
292-0058 | J292 2F/50'Cd/200-208V/3Ph/cCSAus | J292 2F/50'Cd/200-208V/3Ph/cCSAus | https://www.zoellerpumps.com/en-us/products/sewage-pumps/commercial/290-series | EA | 1850 |  | 53514362348 | 4 Weeks | 88 | LB | 21.25 | 11.75 | 14.75 | 1 Year | YES
292-0059 | IX292 2F/50'Cd/200-208V/1Ph/Ex Pr | IX292 2F/50'Cd/200-208V/1Ph/Ex Pr/FM/CSA | https://www.zoellerpumps.com/en-us/products/sewage-pumps/commercial/290-series | EA | 3940 |  | 53514364175 | 6 Weeks | 123 | LB | 32 | 12 | 15 | 1 Year | NO
292-0060 | G292 2F/25'Cd/460V/3Ph/cCSAus | G292 2F/25'Cd/460V/3Ph/cCSAus | https://www.zoellerpumps.com/en-us/products/sewage-pumps/commercial/290-series | EA | 1820 |  | 53514365608 | 4 Weeks | 88 | LB | 21.25 | 11.75 | 14.75 | 1 Year | YES
292-0061 | G292 2F/35'Cd/460V/3Ph/cCSAus | G292 2F/35'Cd/460V/3Ph/cCSAus | https://www.zoellerpumps.com/en-us/products/sewage-pumps/commercial/290-series | EA | 1810 |  | 53514365646 | 4 Weeks | 88 | LB | 21.25 | 11.75 | 14.75 | 1 Year | YES
292-0063 | F292 25' Cd/2F/230V/3Ph/cCSAus | F292 25' Cd/2F/230V/3Ph/cCSAus | https://www.zoellerpumps.com/en-us/products/sewage-pumps/commercial/290-series | EA | 1820 |  | 53514367060 | 4 Weeks | 88 | LB | 21.25 | 11.75 | 14.75 | 1 Year | YES
292-0064 | GX292 2F/35'Cd/460V/3Ph/Ex Pr | GX292 2F/35'Cd/460V/3Ph/Ex Pr/FM/CSA | https://www.zoellerpumps.com/en-us/products/sewage-pumps/commercial/290-series | EA | 4050 |  | 53514367213 | 6 Weeks | 123 | LB | 32 | 12 | 15 | 1 Year | NO
292-0065 | I292 2F/50'Cd/200V/1Ph/cCSAus | I292 2F/50'Cd/200V/1Ph/cCSAus | https://www.zoellerpumps.com/en-us/products/sewage-pumps/commercial/290-series | EA | 1770 |  | 53514367985 | 4 Weeks | 88 | LB | 21.25 | 11.75 | 14.75 | 1 Year | YES
292-0066 | J292 2F/25'Cd/200-208V/3Ph/cCSAus | J292 2F/25'Cd/200-208V/3Ph/cCSAus | https://www.zoellerpumps.com/en-us/products/sewage-pumps/commercial/290-series | EA | 1800 |  | 53514368654 | 4 Weeks | 88 | LB | 21.25 | 11.75 | 14.75 | 1 Year | YES
292-0067 | E292 2F/35'Cd/230V/1Ph/cCSAus | E292 2F/35'Cd/230V/1Ph/cCSAus | https://www.zoellerpumps.com/en-us/products/sewage-pumps/commercial/290-series | EA | 1730 |  | 53514370442 | 4 Weeks | 88 | LB | 21.25 | 11.75 | 14.75 | 1 Year | YES
292-0069 | NX292 2F/35'Cd//115V/1Ph/Ex Pr | NX292 2F/35'Cd//115V/1Ph/Ex Pr/FM/CSA | https://www.zoellerpumps.com/en-us/products/sewage-pumps/commercial/290-series | EA | 3840 |  | 53514379629 | 6 Weeks | 121 | LB | 32 | 12 | 15 | 1 Year | YES
292-0070 | BA292 50'Cd/2F/575V/3Ph/CSA | BA292 50'Cd/2F/575V/3Ph/CSA | https://www.zoellerpumps.com/en-us/products/sewage-pumps/commercial/290-series | EA | 1900 |  | 53514380441 | 6 Weeks | 88 | LB | 21.25 | 11.75 | 14.75 | 1 Year | YES
292-0071 | JX292 2F/50'Cd/200-208V/3Ph/Ex Pr | JX292 2F/50'Cd/200-208V/3Ph/Ex Pr/FM/CSA | https://www.zoellerpumps.com/en-us/products/sewage-pumps/commercial/290-series | EA | 3970 |  | 53514387907 | 6 Weeks | 123 | LB | 32 | 12 | 15 | 1 Year | NO
292-0072 | H292 2F/35'Cd/200V/1Ph/cCSAus | H292 2F/35'Cd/200V/1Ph/cCSAus | https://www.zoellerpumps.com/en-us/products/sewage-pumps/commercial/290-series | EA | 1890 |  | 53514388492 | 4 Weeks | 88 | LB | 21.25 | 11.75 | 14.75 | 1 Year | YES
292-0073 | H292 2F/50'Cd/200V/1Ph/cCSAus | H292 2F/50'Cd/200V/1Ph/cCSAus | https://www.zoellerpumps.com/en-us/products/sewage-pumps/commercial/290-series | EA | 1940 |  | 53514410896 | 4 Weeks | 88 | LB | 21.25 | 11.75 | 14.75 | 1 Year | YES
292-0074 | BAX292 2F/50'CD/575V/3Ph/Ex Pr | BAX292 2F/50'CD/575V/3Ph/Ex Pr | https://www.zoellerpumps.com/en-us/products/sewage-pumps/commercial/290-series | EA | 4080 |  | 53514416539 | 6 Weeks | 121 | LB | 32 | 12 | 15 | 1 Year | NO
292-0075 | BN292 2F/35'Cd/115V/1Ph/Pb35'/cCSAus Pump | BN292 2F/35'Cd/115V/1Ph/Pb35'/cCSAus Pump | https://www.zoellerpumps.com/en-us/products/sewage-pumps/commercial/290-series | EA | 2040 |  | 53514426927 | 4 Weeks | 90 | LB | 21.25 | 11.75 | 14.75 | 1 Year | YES
292-0076 | MX292 2F/35'Cd/115V/1Ph/Ex Pr | MX292 2F/35'Cd/115V/1Ph/Ex Pr/FM/CSA | https://www.zoellerpumps.com/en-us/products/sewage-pumps/commercial/290-series | EA | 4600 |  | 53514431914 | 6 Weeks | 123 | LB | 32 | 12 | 15 | 1 Year | NO
292-0077 | F292 2F/50'Cd/230V/3Ph/cCSAus | F292 2F/50'Cd/230V/3Ph/cCSAus | https://www.zoellerpumps.com/en-us/products/sewage-pumps/commercial/290-series | EA | 1850 |  | 53514438630 | 4 Weeks | 88 | LB | 21.25 | 11.75 | 14.75 | 1 Year | YES
292-0078 | E292 2F/25'Cd/230V/1Ph/cCSAus | E292 2F/25'Cd/230V/1Ph/cCSAus | https://www.zoellerpumps.com/en-us/products/sewage-pumps/commercial/290-series | EA | 1700 |  | 53514446444 | 4 Weeks | 88 | LB | 21.25 | 11.75 | 14.75 | 1 Year | YES
292-0080 | NX292 2F/115V/1Ph/Ex Pr/Bronze Impeller | NX292 2F/115V/1Ph/Ex Pr/Bronze Impeller | https://www.zoellerpumps.com/en-us/products/sewage-pumps/commercial/290-series | EA | 3940 |  | 53514453701 | 6 Weeks | 121 | LB | 32 | 12 | 15 | 1 Year | YES
292-0081 | M292 2F/115V/1Ph/cCSAus/Bronze Impeller | M292 2F/115V/1Ph/cCSAus/UL/Bronze Impeller | https://www.zoellerpumps.com/en-us/products/sewage-pumps/commercial/290-series | EA | 2170 |  | 53514454609 | 4 Weeks | 89 | LB | 21.25 | 11.75 | 14.75 | 1 Year | YES
292-0082 | N292 2F/115V/1Ph/CSA/Bronze Impeller | N292 2F/115V/1Ph/CSA/Bronze Impeller | https://www.zoellerpumps.com/en-us/products/sewage-pumps/commercial/290-series | EA | 1980 |  | 53514454623 | 4 Weeks | 88 | LB | 21.25 | 11.75 | 14.75 | 1 Year | YES
292-0083 | GX292 2F/50'Cd/460V/3Ph/Ex Pr | GX292 2F/50'Cd/460V/3Ph/Ex Pr | https://www.zoellerpumps.com/en-us/products/sewage-pumps/commercial/290-series | EA | 4200 |  | 53514467708 | 6 Weeks | 123 | LB | 32 | 12 | 15 | 1 Year | NO
292-0084 | D292 2F/25'Cd/230V/1Ph/cCSAus | D292 2F/25'Cd/230V/1Ph/cCSAus | https://www.zoellerpumps.com/en-us/products/sewage-pumps/commercial/290-series | EA | 1830 |  | 53514470258 | 4 Weeks | 88 | LB | 21.25 | 11.75 | 14.75 | 1 Year | YES
292-0085 | I292 2F/35'Cd/200V/1Ph/cCSAus | I292 2F/35'Cd/200V/1Ph/cCSAus | https://www.zoellerpumps.com/en-us/products/sewage-pumps/commercial/290-series | EA | 1950 |  | 53514471187 | 4 Weeks | 88 | LB | 21.25 | 11.75 | 14.75 | 1 Year | YES
292-0087 | BN292 2F/115V/1Ph/Pb20'/cCSAus/Bronze Impeller | BN292 2F/115V/1Ph/Pb20'/cCSAus/Bronze Impeller | https://www.zoellerpumps.com/en-us/products/sewage-pumps/commercial/290-series | EA | 2170 |  | 53514477172 | 4 Weeks | 91 | LB | 21.25 | 11.75 | 14.75 | 1 Year | YES
292-0089 | G292 2F/460V/3Ph/cCSAus/Bronze Impeller | G292 2F/460V/3Ph/cCSAus/Bronze Impeller | https://www.zoellerpumps.com/en-us/products/sewage-pumps/commercial/290-series | EA | 1940 |  | 53514484118 | 4 Weeks | 88 | LB | 21.25 | 11.75 | 14.75 | 1 Year | YES
292-0090 | HX292 2F/35'Cd/200-208V/1Ph/Ex Pr |  |  | EA | 4570 |  | 53514487430 | 6 Weeks | 123 | LB | 32 | 12 | 15 | 1 Year | NO
292-0091 | BAX292 2F/35'CD/575V/3Ph/Ex Pr |  |  | EA | 3930 |  | 53514488857 | 6 Weeks | 121 | LB | 32 | 12 | 15 | 1 Year | NO
292-0093 | FX292 2F/50'Cd/230V/3Ph/Ex Pr |  |  | EA | 4170 |  | 53514507275 | 6 Weeks | 123 | LB | 32 | 12 | 15 | 1 Year | NO
293-0003 | D293 2F/230V/1Ph/cCSAus | D293 2F/230V/1Ph/cCSAus/UL | https://www.zoellerpumps.com/en-us/products/sewage-pumps/commercial/290-series | EA | 1920 |  | 53514019105 | 4 Weeks | 90 | LB | 21.25 | 11.75 | 14.75 | 1 Year | YES
293-0004 | E293 2F/230V/1Ph/cCSAus | E293 2F/230V/1Ph/cCSAus/UL | https://www.zoellerpumps.com/en-us/products/sewage-pumps/commercial/290-series | EA | 1543 |  | 53514019112 | IN STOCK | 89 | LB | 21.25 | 11.75 | 14.75 | 1 Year | YES
293-0006 | J293 2F/200-208V/3Ph/cCSAus | J293 2F/200-208V/3Ph/cCSAus/UL | https://www.zoellerpumps.com/en-us/products/sewage-pumps/commercial/290-series | EA | 1830 |  | 53514019129 | 4 Weeks | 89 | LB | 21.25 | 11.75 | 14.75 | 1 Year | YES
293-0009 | I293 2F/200-208V/1Ph/cCSAus | I293 2F/200-208V/1Ph/cCSAus | https://www.zoellerpumps.com/en-us/products/sewage-pumps/commercial/290-series | EA | 1720 |  | 53514019136 | 4 Weeks | 89 | LB | 21.25 | 11.75 | 14.75 | 1 Year | YES
293-0011 | F293 2F/230V/3Ph/cCSAus | F293 2F/230V/3Ph/cCSAus/UL | https://www.zoellerpumps.com/en-us/products/sewage-pumps/commercial/290-series | EA | 1860 |  | 53514019143 | 4 Weeks | 89 | LB | 21.25 | 11.75 | 14.75 | 1 Year | YES
293-0014 | G293 2F/460V/3Ph/cCSAus | G293 2F/460V/3Ph/cCSAus/UL | https://www.zoellerpumps.com/en-us/products/sewage-pumps/commercial/290-series | EA | 1860 |  | 53514019150 | 4 Weeks | 89 | LB | 21.25 | 11.75 | 14.75 | 1 Year | YES
293-0016 | H293 2F/200-208V/1Ph/cCSAus | H293 2F/200-208V/1Ph/cCSAus | https://www.zoellerpumps.com/en-us/products/sewage-pumps/commercial/290-series | EA | 1860 |  | 53514019174 | 4 Weeks | 90 | LB | 21.25 | 11.75 | 14.75 | 1 Year | YES
293-0017 | D293 2F/50'Cd/230V/1Ph/cCSAus | D293 2F/50'Cd/230V/1Ph/cCSAus/UL | https://www.zoellerpumps.com/en-us/products/sewage-pumps/commercial/290-series | EA | 2070 |  | 53514019181 | 4 Weeks | 99 | LB | 21.25 | 11.75 | 14.75 | 1 Year | YES
293-0018 | D293 2F/25'Cd/230V/1Ph/cCSAus | D293 2F/25'Cd/230V/1Ph/cCSAus/UL | https://www.zoellerpumps.com/en-us/products/sewage-pumps/commercial/290-series | EA | 1920 |  | 53514019198 | 4 Weeks | 92 | LB | 21.25 | 11.75 | 14.75 | 1 Year | YES
293-0019 | F293 2F/25'Cd/230V/3Ph/cCSAus | F293 2F/25'Cd/230V/3Ph/cCSAus/UL | https://www.zoellerpumps.com/en-us/products/sewage-pumps/commercial/290-series | EA | 1970 |  | 53514019204 | 4 Weeks | 91 | LB | 21.25 | 11.75 | 14.75 | 1 Year | YES
293-0020 | D293 2F/35'Cd/230V/1Ph/cCSAus | D293 2F/35'Cd/230V/1Ph/cCSAus/UL | https://www.zoellerpumps.com/en-us/products/sewage-pumps/commercial/290-series | EA | 2020 |  | 53514019211 | 4 Weeks | 95 | LB | 21.25 | 11.75 | 14.75 | 1 Year | YES
293-0021 | E293 2F/50'Cd/230V/1Ph/cCSAus | E293 2F/50'Cd/230V/1Ph/cCSAus/UL | https://www.zoellerpumps.com/en-us/products/sewage-pumps/commercial/290-series | EA | 1930 |  | 53514019228 | 4 Weeks | 98 | LB | 21.25 | 11.75 | 14.75 | 1 Year | YES
293-0023 | E293 2F/230V/1Ph/cCSAus | E293 2F/230V/1Ph/cCSAus | https://www.zoellerpumps.com/en-us/products/sewage-pumps/commercial/290-series | EA | 1780 |  | 53514019242 | 4 Weeks | 89 | LB | 21.25 | 11.75 | 14.75 | 1 Year | YES
293-0025 | E293 2F/25'Cd/230V/1Ph/cCSAus | E293 2F/25'Cd/230V/1Ph/cCSAus/UL | https://www.zoellerpumps.com/en-us/products/sewage-pumps/commercial/290-series | EA | 1760 |  | 53514019266 | 4 Weeks | 91 | LB | 21.25 | 11.75 | 14.75 | 1 Year | YES
293-0026 | E293 2F/35'Cd/230V/1Ph/cCSAus | E293 2F/35'Cd/230V/1Ph/cCSAus/UL | https://www.zoellerpumps.com/en-us/products/sewage-pumps/commercial/290-series | EA | 1880 |  | 53514028343 | 4 Weeks | 94 | LB | 21.25 | 11.75 | 14.75 | 1 Year | YES
293-0027 | BA293 2F/575V/3Ph/cCSAus | BA293 2F/575V/3Ph/cCSAus | https://www.zoellerpumps.com/en-us/products/sewage-pumps/commercial/290-series | EA | 2010 |  | 53514029715 | 6 Weeks | 89 | LB | 21.25 | 11.75 | 14.75 | 1 Year | YES
293-0029 | BE293 2F/230V/1Ph/Pb20'/cCSAus | BE293 2F/230V/1Ph/Pb20'/cCSAus/UL | https://www.zoellerpumps.com/en-us/products/sewage-pumps/commercial/290-series | EA | 1970 |  | 53514041298 | 4 Weeks | 91 | LB | 21.25 | 11.75 | 14.75 | 1 Year | YES
293-0030 | G293 2F/35'Cd/460V/3Ph/cCSAus | G293 2F/35'Cd/460V/3Ph/cCSAus/UL | https://www.zoellerpumps.com/en-us/products/sewage-pumps/commercial/290-series | EA | 1930 |  | 53514045050 | 4 Weeks | 94 | LB | 21.25 | 11.75 | 14.75 | 1 Year | YES
293-0031 | G293 2F/25'Cd/460V/3Ph/cCSAus | G293 2F/25'Cd/460V/3Ph/cCSAus/UL | https://www.zoellerpumps.com/en-us/products/sewage-pumps/commercial/290-series | EA | 1960 |  | 53514054298 | 4 Weeks | 90 | LB | 21.25 | 11.75 | 14.75 | 1 Year | YES
293-0032 | I293 2F/25'Cd/200-208V/1Ph/cCSAus | I293 2F/25'Cd/200-208V/1Ph/cCSAus | https://www.zoellerpumps.com/en-us/products/sewage-pumps/commercial/290-series | EA | 1890 |  | 53514060947 | 4 Weeks | 91 | LB | 21.25 | 11.75 | 14.75 | 1 Year | YES
293-0037 | BA293/2F/35'Cd/575V/3Ph/cCSAus | BA293/2F/35'Cd/575V/3Ph/cCSAus | https://www.zoellerpumps.com/en-us/products/sewage-pumps/commercial/290-series | EA | 2080 |  | 53514076573 | 6 Weeks | 89 | LB | 21.25 | 11.75 | 14.75 | 1 Year | YES
293-0046 | IX293 2F/200-208V/1Ph/Ex Pr | IX293 2F/200-208V/1Ph/Ex Pr/FM/CSA | https://www.zoellerpumps.com/en-us/products/sewage-pumps/commercial/290-series | EA | 3660 |  | 53514108823 | 6 Weeks | 121 | LB | 32 | 12 | 15 | 1 Year | NO
293-0047 | EX293 2F/230V/1Ph/Ex Pr | EX293 2F/230V/1Ph/Ex Pr/FM//CSA | https://www.zoellerpumps.com/en-us/products/sewage-pumps/commercial/290-series | EA | 3720 |  | 53514108830 | 6 Weeks | 121 | LB | 32 | 12 | 15 | 1 Year | NO
293-0048 | JX293 2F/200-208V/3Ph/Ex Pr | JX293 2F/200-208V/3Ph/Ex Pr/FM/CSA | https://www.zoellerpumps.com/en-us/products/sewage-pumps/commercial/290-series | EA | 3960 |  | 53514108847 | 6 Weeks | 121 | LB | 32 | 12 | 15 | 1 Year | NO
293-0049 | FX293 2F/230V/3Ph/Ex Pr | FX293 2F/230V/3Ph/Ex Pr/FM/CSA | https://www.zoellerpumps.com/en-us/products/sewage-pumps/commercial/290-series | EA | 3960 |  | 53514108854 | 6 Weeks | 121 | LB | 32 | 12 | 15 | 1 Year | NO
293-0050 | GX293 2F/460V/3Ph/Ex Pr | GX293 2F/460V/3Ph/Ex Pr/FM/CSA | https://www.zoellerpumps.com/en-us/products/sewage-pumps/commercial/290-series | EA | 3960 |  | 53514108861 | 6 Weeks | 121 | LB | 32 | 12 | 15 | 1 Year | NO
293-0053 | I293 2F/35'Cd/200-208V/1Ph/cCSAus | I293 2F/35'Cd/200-208V/1Ph/cCSAus | https://www.zoellerpumps.com/en-us/products/sewage-pumps/commercial/290-series | EA | 1810 |  | 53514132941 | 4 Weeks | 93 | LB | 21.25 | 11.75 | 14.75 | 1 Year | YES
293-0054 | J293 2F/35'Cd/200-208V/3Ph/cCSAus | J293 2F/35'Cd/200-208V/3Ph/cCSAus/UL | https://www.zoellerpumps.com/en-us/products/sewage-pumps/commercial/290-series | EA | 1900 |  | 53514134044 | 4 Weeks | 94 | LB | 21.25 | 11.75 | 14.75 | 1 Year | YES
293-0055 | BE293 2F/25'Cd/230V/1Ph/Pb25'/cCSAus | BE293 2F/25'Cd/230V/1Ph/Pb25'/cCSAus/UL | https://www.zoellerpumps.com/en-us/products/sewage-pumps/commercial/290-series | EA | 2010 |  | 53514154066 | 4 Weeks | 92 | LB | 21.25 | 11.75 | 14.75 | 1 Year | YES
293-0056 | G293 2F/50'Cd/460V/3Ph/cCSAus | G293 2F/50'Cd/460V/3Ph/cCSAus/UL | https://www.zoellerpumps.com/en-us/products/sewage-pumps/commercial/290-series | EA | 1980 |  | 53514155438 | 4 Weeks | 93 | LB | 21.25 | 11.75 | 14.75 | 1 Year | YES
293-0058 | I293 2F/50'Cd/200-208V/1Ph/cCSAus | I293 2F/50'Cd/200-208V/1Ph/cCSAus | https://www.zoellerpumps.com/en-us/products/sewage-pumps/commercial/290-series | EA | 1850 |  | 53514158712 | 4 Weeks | 93 | LB | 21.25 | 11.75 | 14.75 | 1 Year | YES
293-0059 | J293 2F/50'Cd/200-208V/3Ph/cCSAus | J293 2F/50'Cd/200-208V/3Ph/cCSAus/UL | https://www.zoellerpumps.com/en-us/products/sewage-pumps/commercial/290-series | EA | 1950 |  | 53514162382 | 4 Weeks | 94 | LB | 21.25 | 11.75 | 14.75 | 1 Year | YES
293-0060 | GX293 2F/35'Cd/460V/3Ph/Ex Pr | GX293 2F/35'Cd/460V/3Ph/Ex Pr/FM/CSA | https://www.zoellerpumps.com/en-us/products/sewage-pumps/commercial/290-series | EA | 4100 |  | 53514164263 | 6 Weeks | 121 | LB | 32 | 12 | 15 | 1 Year | NO
293-0061 | JX293 2F/50'Cd/200-208V/3Ph/Ex Pr | JX293 2F/50'Cd/200-208V/3Ph/Ex Pr/FM/CSA | https://www.zoellerpumps.com/en-us/products/sewage-pumps/commercial/290-series | EA | 4260 |  | 53514174231 | 6 Weeks | 124 | LB | 32 | 12 | 15 | 1 Year | NO
293-0062 | J293 2F/25'Cd/200-208V/3Ph/cCSAus | J293 2F/25'Cd/200-208V/3Ph/cCSAus/UL | https://www.zoellerpumps.com/en-us/products/sewage-pumps/commercial/290-series | EA | 1930 |  | 53514176020 | 4 Weeks | 94 | LB | 21.25 | 11.75 | 14.75 | 1 Year | YES
293-0063 | IX293 2F/50'Cd/200-208V/1Ph/Ex Pr | IX293 2F/50'Cd/200-208V/1Ph/Ex Pr/FM/CSA | https://www.zoellerpumps.com/en-us/products/sewage-pumps/commercial/290-series | EA | 3940 |  | 53514195472 | 6 Weeks | 129 | LB | 32 | 12 | 15 | 1 Year | NO
293-0064 | H293 2F/50'Cd/200-208V/1Ph/cCSAus | H293 2F/50'Cd/200-208V/1Ph/cCSAus | https://www.zoellerpumps.com/en-us/products/sewage-pumps/commercial/290-series | EA | 2020 |  | 53514201555 | 4 Weeks | 92 | LB | 21.25 | 11.75 | 14.75 | 1 Year | YES
293-0065 | FX293 2F/35'Cd/230V/3Ph/Ex Pr | FX293 2F/35'Cd/230V/3Ph/Ex Pr/FM/CSA | https://www.zoellerpumps.com/en-us/products/sewage-pumps/commercial/290-series | EA | 3940 |  | 53514202859 | 6 Weeks | 121 | LB | 32 | 12 | 15 | 1 Year | NO
293-0066 | DX293 2F/230V/1Ph/EX Pr | DX293 2F/230V/1Ph/EX Pr/FM/CSA | https://www.zoellerpumps.com/en-us/products/sewage-pumps/commercial/290-series | EA | 4480 |  | 53514236625 | 6 Weeks | 123 | LB | 32 | 12 | 15 | 1 Year | NO
293-0067 | EX293 2F/50'Cord/230V/1Ph/Ex Pr | EX293 2F/50'Cord/230V/1Ph/Ex Pr/FM/CSA/ | https://www.zoellerpumps.com/en-us/products/sewage-pumps/commercial/290-series | EA | 4000 |  | 53514216122 | 6 Weeks | 121 | LB | 32 | 12 | 15 | 1 Year | NO
293-0068 | JX293 2F/35'Cd/200-208V/3Ph/Ex Pr | JX293 2F/35'Cd/200-208V/3Ph/Ex Pr/FM/CSA | https://www.zoellerpumps.com/en-us/products/sewage-pumps/commercial/290-series | EA | 4110 |  | 53514213565 | 6 Weeks | 119 | LB | 32 | 12 | 15 | 1 Year | NO
293-0071 | F293 2F/35'Cd/230V/3Ph/cCSAus | F293 2F/35'Cd/230V/3Ph/cCSAus/UL | https://www.zoellerpumps.com/en-us/products/sewage-pumps/commercial/290-series | EA | 1930 |  | 53514232139 | 4 Weeks | 91 | LB | 21.25 | 11.75 | 14.75 | 1 Year | YES
293-0074 | H293 2F/35'Cd/200-208V/1Ph/cCSAus | H293 2F/35'Cd/200-208V/1Ph/cCSAus | https://www.zoellerpumps.com/en-us/products/sewage-pumps/commercial/290-series | EA | 1980 |  | 53514265328 | 4 Weeks | 92 | LB | 21.25 | 11.75 | 14.75 | 1 Year | YES
293-0076 | GX293 2F/50'Cd/460V/3Ph/Ex Pr | GX293 2F/50'Cd/460V/3Ph/Ex Pr/FM/CSA | https://www.zoellerpumps.com/en-us/products/sewage-pumps/commercial/290-series | EA | 4250 |  | 53514304072 | 6 Weeks | 125 | LB | 32 | 12 | 15 | 1 Year | NO
293-0077 | JX293 2F/25'Cd/200-208V/3Ph/Ex Pr | JX293 2F/25'Cd/200-208V/3Ph/Ex Pr/FM/CSA | https://www.zoellerpumps.com/en-us/products/sewage-pumps/commercial/290-series | EA | 4000 |  | 53514307530 | 6 Weeks | 119 | LB | 32 | 12 | 15 | 1 Year | NO
293-0085 | BA293/2F/25'Cd/575V/3Ph/cCSAus | BA293/2F/25'Cd/575V/3Ph/cCSAus | https://www.zoellerpumps.com/en-us/products/sewage-pumps/commercial/290-series | EA | 2110 |  | 53514362898 | 6 Weeks | 89 | LB | 21.25 | 11.75 | 14.75 | 1 Year | YES
293-0086 | EX293 2F/35'Cord/230V/1Ph/Ex Pr | EX293 2F/35'Cord/230V/1Ph/Ex Pr/FM/CSA/ | https://www.zoellerpumps.com/en-us/products/sewage-pumps/commercial/290-series | EA | 3870 |  | 53514377892 | 6 Weeks | 121 | LB | 32 | 12 | 15 | 1 Year | NO
293-0087 | IX293 2F/35'Cd/200-208V/1Ph/Ex Pr | IX293 2F/35'Cd/200-208V/1Ph/Ex Pr/FM/CSA | https://www.zoellerpumps.com/en-us/products/sewage-pumps/commercial/290-series | EA | 3810 |  | 53514384555 | 6 Weeks | 129 | LB | 32 | 12 | 15 | 1 Year | NO
293-0090 | FX293 2F/50'Cd/230V/3Ph/Ex Pr | FX293 2F/50'Cd/230V/3Ph/Ex Pr/FM/CSA | https://www.zoellerpumps.com/en-us/products/sewage-pumps/commercial/290-series | EA | 4090 |  | 53514426101 | 6 Weeks | 121 | LB | 32 | 12 | 15 | 1 Year | NO
293-0091 | F293 2F/50'Cd/230V/3Ph/cCSAus | F293 2F/50'Cd/230V/3Ph/cCSAus/UL | https://www.zoellerpumps.com/en-us/products/sewage-pumps/commercial/290-series | EA | 1980 |  | 53514438647 | 4 Weeks | 89 | LB | 21.25 | 11.75 | 14.75 | 1 Year | YES
293-0092 | I293 2F/200-208V/1Ph/cCSAus/Bronze Impeller | I293 2F/200-208V/1Ph/cCSAus/Bronze Impeller | https://www.zoellerpumps.com/en-us/products/sewage-pumps/commercial/290-series | EA | 1860 |  | 53514464691 | 4 Weeks | 89 | LB | 21.25 | 11.75 | 14.75 | 1 Year | YES
293-0101 | BA293 2F/50'Cd/575V/3Ph/cCSAus | BA293 2F/50'Cd/575V/3Ph/cCSAus | https://www.zoellerpumps.com/en-us/products/sewage-pumps/commercial/290-series | EA | 2130 |  | 53514484743 | 6 Weeks | 89 | LB | 21.25 | 11.75 | 14.75 | 1 Year | YES
293-0103 | G293 2F/460V/3Ph/cCSAus/Bronze Impeller |  |  | EA | 1990 |  | 53514492397 | 4 Weeks | 89 | LB | 21.25 | 11.75 | 14.75 | 1 Year | YES
293-0104 | F293 2F/230V/3Ph/cCSAus/Bronze Impeller |  |  | EA | 2000 |  | 53514495169 | 4 Weeks | 89 | LB | 21.25 | 11.75 | 14.75 | 1 Year | YES
293-0105 | G293 2F/25'Cd/460V/3Ph/cCSAus/Bronze Impeller |  |  | EA | 2100 |  | 53514496326 | 4 Weeks | 90 | LB | 21.25 | 11.75 | 14.75 | 1 Year | YES
294-0003 | D294 2F/230V/1Ph/cCSAus | D294 2F/230V/1Ph/cCSAus/UL | https://www.zoellerpumps.com/en-us/products/sewage-pumps/commercial/290-series | EA | 2230 |  | 53514019273 | 4 Weeks | 90 | LB | 21.25 | 11.75 | 14.75 | 1 Year | YES
294-0004 | E294 2F/230V/1Ph/CSA | E294 2F/230V/1Ph/CSA | https://www.zoellerpumps.com/en-us/products/sewage-pumps/commercial/290-series | EA | 1800 |  | 53514019280 | IN STOCK | 89 | LB | 21.25 | 11.75 | 14.75 | 1 Year | YES
294-0005 | G294 2F/460V/3Ph/cCSAus | G294 2F/460V/3Ph/cCSAus/UL | https://www.zoellerpumps.com/en-us/products/sewage-pumps/commercial/290-series | EA | 1920 |  | 53514019297 | IN STOCK | 89 | LB | 21.25 | 11.75 | 14.75 | 1 Year | YES
294-0006 | F294 2F/230V/3Ph/cCSAus | F294 2F/230V/3Ph/cCSAus/UL | https://www.zoellerpumps.com/en-us/products/sewage-pumps/commercial/290-series | EA | 2230 |  | 53514019303 | 4 Weeks | 89 | LB | 21.25 | 11.75 | 14.75 | 1 Year | YES
294-0007 | J294 2F/200-208V/3Ph/cCSAus | J294 2F/200-208V/3Ph/cCSAus/UL | https://www.zoellerpumps.com/en-us/products/sewage-pumps/commercial/290-series | EA | 2240 |  | 53514019310 | 4 Weeks | 89 | LB | 21.25 | 11.75 | 14.75 | 1 Year | YES
294-0008 | D294 2F/50'Cd/230V/1Ph/cCSAu | D294 2F/50'Cd/230V/1Ph/cCSAu/UL | https://www.zoellerpumps.com/en-us/products/sewage-pumps/commercial/290-series | EA | 2380 |  | 53514019327 | 4 Weeks | 99 | LB | 21.25 | 11.75 | 14.75 | 1 Year | YES
294-0009 | H294 2F/200-208V/1Ph/cCSAus | H294 2F/200-208V/1Ph/cCSAus | https://www.zoellerpumps.com/en-us/products/sewage-pumps/commercial/290-series | EA | 2180 |  | 53514019334 | 4 Weeks | 90 | LB | 21.25 | 11.75 | 14.75 | 1 Year | YES
294-0010 | I294 2F/200-208V/1Ph/cCSAus | I294 2F/200-208V/1Ph/cCSAus | https://www.zoellerpumps.com/en-us/products/sewage-pumps/commercial/290-series | EA | 2040 |  | 53514019341 | 4 Weeks | 89 | LB | 21.25 | 11.75 | 14.75 | 1 Year | YES
294-0011 | G294 2F/50'Cd/460V/3Ph/cCSAus | G294 2F/50'Cd/460V/3Ph/cCSAus/UL | https://www.zoellerpumps.com/en-us/products/sewage-pumps/commercial/290-series | EA | 2350 |  | 53514019358 | 4 Weeks | 98 | LB | 21.25 | 11.75 | 14.75 | 1 Year | YES
294-0012 | J294 2F/25'Cd/200-208V/3Ph/cCSAus | J294 2F/25'Cd/200-208V/3Ph/cCSAus/UL | https://www.zoellerpumps.com/en-us/products/sewage-pumps/commercial/290-series | EA | 2250 |  | 53514019365 | 4 Weeks | 91 | LB | 21.25 | 11.75 | 14.75 | 1 Year | YES
294-0013 | J294 2F/50'Cd/200-208V/3Ph/cCSAus | J294 2F/50'Cd/200-208V/3Ph/cCSAus/UL | https://www.zoellerpumps.com/en-us/products/sewage-pumps/commercial/290-series | EA | 2390 |  | 53514019372 | 4 Weeks | 98 | LB | 21.25 | 11.75 | 14.75 | 1 Year | YES
294-0016 | BA294 2F/575V/3Ph/cCSAus | BA294 2F/575V/3Ph/cCSAus | https://www.zoellerpumps.com/en-us/products/sewage-pumps/commercial/290-series | EA | 2290 |  | 53514030681 | 4 Weeks | 89 | LB | 21.25 | 11.75 | 14.75 | 1 Year | YES
294-0017 | E294 2F/25'Cd/230V/1Ph/CSA | E294 2F/25'Cd/230V/1Ph/CSA | https://www.zoellerpumps.com/en-us/products/sewage-pumps/commercial/290-series | EA | 2120 |  | 53514032036 | 4 Weeks | 91 | LB | 21.25 | 11.75 | 14.75 | 1 Year | YES
294-0018 | E294 2F/230V/1Ph/CSA | E294 2F/230V/1Ph/CSA | https://www.zoellerpumps.com/en-us/products/sewage-pumps/commercial/290-series | EA | 2070 |  | 53514033392 | 4 Weeks | 89 | LB | 21.25 | 11.75 | 14.75 | 1 Year | YES
294-0020 | F294 2F/25'Cd/230V/3Ph/cCSAus | F294 2F/25'Cd/230V/3Ph/cCSAus/UL | https://www.zoellerpumps.com/en-us/products/sewage-pumps/commercial/290-series | EA | 2340 |  | 53514037987 | 4 Weeks | 91 | LB | 21.25 | 11.75 | 14.75 | 1 Year | YES
294-0021 | BE294 2F/20'Pb MFS/230/1PH/CSA | BE294 2F/20'Pb MFS/230/1PH/CSA | https://www.zoellerpumps.com/en-us/products/sewage-pumps/commercial/290-series | EA | 2260 |  | 53514041267 | 4 Weeks | 91 | LB | 21.25 | 171.75 | 14.75 | 1 Year | YES
294-0022 | E294 2F/35'Cd/230V/1Ph/CSA | E294 2F/35'Cd/230V/1Ph/CSA | https://www.zoellerpumps.com/en-us/products/sewage-pumps/commercial/290-series | EA | 2160 |  | 53514045784 | 4 Weeks | 93 | LB | 21.25 | 11.75 | 14.75 | 1 Year | YES
294-0025 | D294 2F/25'Cd/230V/1Ph/cCSAus | D294 2F/25'Cd/230V/1Ph/cCSAus/UL | https://www.zoellerpumps.com/en-us/products/sewage-pumps/commercial/290-series | EA | 2290 |  | 53514060749 | 4 Weeks | 97 | LB | 21.25 | 11.75 | 14.75 | 1 Year | YES
294-0026 | I294 2F/25'Cd/200-208V/1Ph/cCSAus | I294 2F/25'Cd/200-208V/1Ph/cCSAus | https://www.zoellerpumps.com/en-us/products/sewage-pumps/commercial/290-series | EA | 2070 |  | 53514060954 | 4 Weeks | 91 | LB | 21.25 | 11.75 | 14.75 | 1 Year | YES
294-0027 | D294 2F/35'Cd/230V/1Ph/cCSAus | D294 2F/35'Cd/230V/1Ph/cCSAus/UL | https://www.zoellerpumps.com/en-us/products/sewage-pumps/commercial/290-series | EA | 2320 |  | 53514072193 | 4 Weeks | 98 | LB | 21.25 | 11.75 | 14.75 | 1 Year | YES
294-0029 | E294 2F/50'Cd/230V/1Ph/CSA | E294 2F/50'Cd/230V/1Ph/CSA | https://www.zoellerpumps.com/en-us/products/sewage-pumps/commercial/290-series | EA | 2220 |  | 53514093860 | 4 Weeks | 94 | LB | 21.25 | 11.75 | 14.75 | 1 Year | YES
294-0033 | H294 2F/50'Cd/200-208V/1Ph/cCSAus | H294 2F/50'Cd/200-208V/1Ph/cCSAus | https://www.zoellerpumps.com/en-us/products/sewage-pumps/commercial/290-series | EA | 2260 |  | 53514099312 | 4 Weeks | 92 | LB | 21.25 | 11.75 | 14.75 | 1 Year | YES
294-0034 | I294 2F/50'Cd/200-208V/1Ph/cCSAus | I294 2F/50'Cd/200-208V/1Ph/cCSAus | https://www.zoellerpumps.com/en-us/products/sewage-pumps/commercial/290-series | EA | 2120 |  | 53514101619 | 4 Weeks | 93 | LB | 21.25 | 11.75 | 14.75 | 1 Year | YES
294-0035 | IX294 2F/200-208V/1Ph/Ex Pr | IX294 2F/200-208V/1Ph/Ex Pr/FMCSA | https://www.zoellerpumps.com/en-us/products/sewage-pumps/commercial/290-series | EA | 4140 |  | 53514108946 | 6 Weeks | 121 | LB | 32 | 12 | 15 | 1 Year | NO
294-0036 | EX294 2F/230V/1Ph/Ex Pr | EX294 2F/230V/1Ph/Ex Pr/FM/CSA | https://www.zoellerpumps.com/en-us/products/sewage-pumps/commercial/290-series | EA | 4100 |  | 53514108953 | 6 Weeks | 121 | LB | 32 | 12 | 15 | 1 Year | NO
294-0037 | JX294 2F/200-208V/3Ph/Ex Pr | JX294 2F/200-208V/3Ph/Ex Pr/FM/CSA | https://www.zoellerpumps.com/en-us/products/sewage-pumps/commercial/290-series | EA | 4270 |  | 53514108960 | 6 Weeks | 121 | LB | 32 | 12 | 15 | 1 Year | NO
294-0038 | FX294 2F/230V/3Ph/Ex Pr | FX294 2F/230V/3Ph/Ex Pr/FM/CSA | https://www.zoellerpumps.com/en-us/products/sewage-pumps/commercial/290-series | EA | 4350 |  | 53514108977 | 6 Weeks | 121 | LB | 32 | 12 | 15 | 1 Year | NO
294-0039 | GX294 2F/460V/3Ph/Ex Pr | GX294 2F/460V/3Ph/Ex Pr/FM/CSA | https://www.zoellerpumps.com/en-us/products/sewage-pumps/commercial/290-series | EA | 4350 |  | 53514108984 | 6 Weeks | 121 | LB | 32 | 12 | 15 | 1 Year | NO
294-0040 | BAX294 2F/575V/3Ph/Ex Pr | BAX294 2F/575V/3Ph/Ex Pr | https://www.zoellerpumps.com/en-us/products/sewage-pumps/commercial/290-series | EA | 4430 |  | 53514108991 | 6 Weeks | 121 | LB | 32 | 12 | 15 | 1 Year | NO
294-0041 | FX294 2F/50'Cd/230V/3Ph/Ex Pr | FX294 2F/50'Cd/230V/3Ph/Ex Pr/FM/CSA | https://www.zoellerpumps.com/en-us/products/sewage-pumps/commercial/290-series | EA | 4660 |  | 53514137410 | 6 Weeks | 127 | LB | 32 | 12 | 15 | 1 Year | NO
294-0042 | J294 2F/35'Cd/200-208V/3Ph/cCSAus | J294 2F/35'Cd/200-208V/3Ph/cCSAus/UL | https://www.zoellerpumps.com/en-us/products/sewage-pumps/commercial/290-series | EA | 2310 |  | 53514147860 | 4 Weeks | 95 | LB | 21.25 | 11.75 | 14.75 | 1 Year | YES
294-0043 | G294 2F/25'Cd/460V/3Ph/cCSAus | G294 2F/25'Cd/460V/3Ph/cCSAus/UL | https://www.zoellerpumps.com/en-us/products/sewage-pumps/commercial/290-series | EA | 2330 |  | 53514149574 | 4 Weeks | 89 | LB | 21.25 | 11.75 | 14.75 | 1 Year | YES
294-0045 | JX294 2F/25'Cd/200-208V/3Ph/Ex Pr | JX294 2F/25'Cd/200-208V/3Ph/Ex Pr/FM/CSA | https://www.zoellerpumps.com/en-us/products/sewage-pumps/commercial/290-series | EA | 4350 |  | 53514158286 | 6 Weeks | 122 | LB | 32 | 12 | 15 | 1 Year | NO
294-0046 | G294 2F/35'Cd/460V/3Ph/cCSAus | G294 2F/35'Cd/460V/3Ph/cCSAus/UL | https://www.zoellerpumps.com/en-us/products/sewage-pumps/commercial/290-series | EA | 2300 |  | 53514162504 | 4 Weeks | 90 | LB | 21.25 | 11.75 | 14.75 | 1 Year | YES
294-0048 | H294 2F/35'Cd/200-208V/1Ph/cCSAus | H294 2F/35'Cd/200-208V/1Ph/cCSAus | https://www.zoellerpumps.com/en-us/products/sewage-pumps/commercial/290-series | EA | 2350 |  | 53514172794 | 4 Weeks | 89 | LB | 21.25 | 11.75 | 14.75 | 1 Year | YES
294-0049 | F294 2F/50'Cd/230V/3Ph/cCSAus | F294 2F/50'Cd/230V/3Ph/cCSAus/UL | https://www.zoellerpumps.com/en-us/products/sewage-pumps/commercial/290-series | EA | 2350 |  | 53514178734 | 4 Weeks | 94 | LB | 21.25 | 11.75 | 14.75 | 1 Year | YES
294-0050 | I294 2F/35'Cd/200-208V/1Ph/cCSAus | I294 2F/35'Cd/200-208V/1Ph/cCSAus | https://www.zoellerpumps.com/en-us/products/sewage-pumps/commercial/290-series | EA | 2080 |  | 53514183356 | 4 Weeks | 91 | LB | 21.25 | 11.75 | 14.75 | 1 Year | YES
294-0052 | FX294 2F/25'Cd/230V/3Ph/Ex Pr | FX294 2F/25'Cd/230V/3Ph/Ex Pr/FM/CSA | https://www.zoellerpumps.com/en-us/products/sewage-pumps/commercial/290-series | EA | 4400 |  | 53514205706 | 6 Weeks | 122 | LB | 32 | 12 | 15 | 1 Year | NO
294-0053 | DX294 2F/230V/1Ph/Ex Pr | DX294 2F/230V/1Ph/Ex Pr/FM/CSA | https://www.zoellerpumps.com/en-us/products/sewage-pumps/commercial/290-series | EA | 4780 |  | 53514236663 | 6 Weeks | 128 | LB | 32 | 12 | 15 | 1 Year | NO
294-0055 | H294 2F/25'Cd/200-208V/1Ph/cCSAus | H294 2F/25'Cd/200-208V/1Ph/cCSAus | https://www.zoellerpumps.com/en-us/products/sewage-pumps/commercial/290-series | EA | 2320 |  | 53514228651 | 4 Weeks | 89 | LB | 21.25 | 11.75 | 14.75 | 1 Year | YES
294-0056 | JX294 2F/50'Cd/200-208V/3Ph/Ex Pr | JX294 2F/50'Cd/200-208V/3Ph/Ex Pr/FM/CSA | https://www.zoellerpumps.com/en-us/products/sewage-pumps/commercial/290-series | EA | 4610 |  | 53514243623 | 6 Weeks | 122 | LB | 32 | 12 | 15 | 1 Year | NO
294-0064 | DX294 2F/35'Cd/230V/1Ph/Ex Pr | DX294 2F/35'Cd/230V/1Ph/Ex Pr/FM/CSA | https://www.zoellerpumps.com/en-us/products/sewage-pumps/commercial/290-series | EA | 4900 |  | 53514337384 | 6 Weeks | 128 | LB | 32 | 12 | 15 | 1 Year | NO
294-0065 | GX294 2F/35'Cd/460V/3Ph/Ex Pr | GX294 2F/35'Cd/460V/3Ph/Ex Pr/FM/CSA | https://www.zoellerpumps.com/en-us/products/sewage-pumps/commercial/290-series | EA | 4510 |  | 53514338060 | 6 Weeks | 121 | LB | 32 | 12 | 15 | 1 Year | NO
294-0071 | GX294 2F/25'Cd/460V/3Ph/Ex Pr | GX294 2F/25'Cd/460V/3Ph/Ex Pr/FM/CSA | https://www.zoellerpumps.com/en-us/products/sewage-pumps/commercial/290-series | EA | 4400 |  | 53514341589 | 6 Weeks | 121 | LB | 32 | 12 | 15 | 1 Year | NO
294-0072 | BA294 2F/35'Cd/575V/3Ph/cCSAus | BA294 2F/35'Cd/575V/3Ph/cCSAus | https://www.zoellerpumps.com/en-us/products/sewage-pumps/commercial/290-series | EA | 2360 |  | 53514352110 | 6 Weeks | 89 | LB | 21.25 | 11.75 | 14.75 | 1 Year | YES
294-0073 | EX294 2F/35'Cd/230V/1Ph/Ex Pr | EX294 2F/35'Cd/230V/1Ph/Ex Pr/FM/CSA | https://www.zoellerpumps.com/en-us/products/sewage-pumps/commercial/290-series | EA | 4220 |  | 53514360801 | 6 Weeks | 121 | LB | 32 | 12 | 15 | 1 Year | NO
294-0074 | BA294 2F/25'Cd/575V/3Ph/cCSAus | BA294 2F/25'Cd/575V/3Ph/cCSAus | https://www.zoellerpumps.com/en-us/products/sewage-pumps/commercial/290-series | EA | 2400 |  | 53514362904 | 6 Weeks | 89 | LB | 21.25 | 11.75 | 14.75 | 1 Year | YES
294-0077 | IX294 2F/35'Cd/200-208V/1Ph/Ex Pr | IX294 2F/35'Cd/200-208V/1Ph/Ex Pr/FMCSA | https://www.zoellerpumps.com/en-us/products/sewage-pumps/commercial/290-series | EA | 4270 |  | 53514388614 | 6 Weeks | 121 | LB | 32 | 12 | 15 | 1 Year | NO
294-0078 | HX294 2F/35'Cd/200-208V/1Ph/Ex Pr | HX294 2F/35'Cd/200-208V/1Ph/Ex Pr/FM/CSA | https://www.zoellerpumps.com/en-us/products/sewage-pumps/commercial/290-series | EA | 4830 |  | 53514389093 | 6 Weeks | 128 | LB | 32 | 12 | 15 | 1 Year | NO
294-0079 | JX294 2F/35'CD/200V/3Ph/Ex Pr | JX294 2F/35'CD/200V/3Ph/Ex Pr/FM//CSA | https://www.zoellerpumps.com/en-us/products/sewage-pumps/commercial/290-series | EA | 4450 |  | 53514389116 | 6 Weeks | 121 | LB | 32 | 12 | 15 | 1 Year | NO
294-0084 | F294 2F/35'Cd/230V/3Ph/cCSAus | F294 2F/35'Cd/230V/3Ph/cCSAus/UL | https://www.zoellerpumps.com/en-us/products/sewage-pumps/commercial/290-series | EA | 2300 |  | 53514434960 | 4 Weeks | 91 | LB | 21.25 | 11.75 | 14.75 | 1 Year | YES
294-0088 | BA294 2F/50'Cd/575V/3Ph/cCSAus | BA294 2F/50'Cd/575V/3Ph/cCSAus | https://www.zoellerpumps.com/en-us/products/sewage-pumps/commercial/290-series | EA | 2410 |  | 53514473655 | 6 Weeks | 89 | LB | 21.25 | 11.75 | 14.75 | 1 Year | YES
294-0089 | G294 2F/460V/3Ph/cCSAus/Bronze Impeller | G294 2F/460V/3Ph/cCSAus/Bronze Impeller | https://www.zoellerpumps.com/en-us/products/sewage-pumps/commercial/290-series | EA | 2380 |  | 53514473785 | 4 Weeks | 89 | LB | 21.25 | 11.75 | 14.75 | 1 Year | YES
294-0090 | BAX294 2F/50'Cd/575V/3Ph/Ex Pr | BAX294 2F/50'Cd/575V/3Ph/Ex Pr | https://www.zoellerpumps.com/en-us/products/sewage-pumps/commercial/290-series | EA | 4740 |  | 53514480400 | 6 Weeks | 121 | LB | 32 | 12 | 15 | 1 Year | NO
295-0003 | D295 2F/230V/1Ph/CSA | D295 2F/230V/1Ph/CSA | https://www.zoellerpumps.com/en-us/products/sewage-pumps/commercial/290-series | EA | 1927 |  | 53514019396 | 4 Weeks | 92 | LB | 21.25 | 11.75 | 14.75 | 1 Year | YES
295-0004 | E295 2F/230V/1Ph/CSA | E295 2F/230V/1Ph/CSA/UL | https://www.zoellerpumps.com/en-us/products/sewage-pumps/commercial/290-series | EA | 1831 |  | 53514019402 | IN STOCK | 91 | LB | 21.25 | 11.75 | 14.75 | 1 Year | YES
295-0006 | F295 2F/50'Cd/230V/3Ph/cCSAus | F295 2F/50'Cd/230V/3Ph/cCSAus/UL | https://www.zoellerpumps.com/en-us/products/sewage-pumps/commercial/290-series | EA | 2510 |  | 53514019426 | 4 Weeks | 100 | LB | 21.25 | 11.75 | 14.75 | 1 Year | YES
295-0007 | D295 2F/25'Cd/230V/1Ph/CSA | D295 2F/25'Cd/230V/1Ph/CSA | https://www.zoellerpumps.com/en-us/products/sewage-pumps/commercial/290-series | EA | 2320 |  | 53514019433 | 4 Weeks | 94 | LB | 21.25 | 11.75 | 14.75 | 1 Year | YES
295-0008 | F295 2F/230V/3Ph/cCSAus | F295 2F/230V/3Ph/cCSAus/UL | https://www.zoellerpumps.com/en-us/products/sewage-pumps/commercial/290-series | EA | 2360 |  | 53514019440 | 4 Weeks | 91 | LB | 21.25 | 11.75 | 14.75 | 1 Year | YES
295-0009 | G295 2F/460V/3Ph/cCSAus | G295 2F/460V/3Ph/cCSAus/UL | https://www.zoellerpumps.com/en-us/products/sewage-pumps/commercial/290-series | EA | 1951 |  | 53514019457 | IN STOCK | 91 | LB | 21.25 | 11.75 | 14.75 | 1 Year | YES
295-0010 | J295 2F/200-208V/3Ph/cCSAus | J295 2F/200-208V/3Ph/cCSAus/UL | https://www.zoellerpumps.com/en-us/products/sewage-pumps/commercial/290-series | EA | 2250 |  | 53514019464 | 4 Weeks | 91 | LB | 21.25 | 11.75 | 14.75 | 1 Year | YES
295-0011 | H295 2F/200-208V/1Ph/cCSAus | H295 2F/200-208V/1Ph/cCSAus | https://www.zoellerpumps.com/en-us/products/sewage-pumps/commercial/290-series | EA | 2230 |  | 53514019471 | 4 Weeks | 92 | LB | 21.25 | 11.75 | 14.75 | 1 Year | YES
295-0012 | I295 2F/200-208V/1Ph/cCSAus | I295 2F/200-208V/1Ph/cCSAus | https://www.zoellerpumps.com/en-us/products/sewage-pumps/commercial/290-series | EA | 2090 |  | 53514019488 | 4 Weeks | 91 | LB | 21.25 | 11.75 | 14.75 | 1 Year | YES
295-0013 | F295 2F/35'Cd/230V/3Ph/cCSAus | F295 2F/35'Cd/230V/3Ph/cCSAus/UL | https://www.zoellerpumps.com/en-us/products/sewage-pumps/commercial/290-series | EA | 2430 |  | 53514019495 | 4 Weeks | 96 | LB | 21.25 | 11.75 | 14.75 | 1 Year | YES
295-0014 | G295 2F/25'Cd/460V/3Ph/cCSAus | G295 2F/25'Cd/460V/3Ph/cCSAus/UL | https://www.zoellerpumps.com/en-us/products/sewage-pumps/commercial/290-series | EA | 2350 |  | 53514019501 | 4 Weeks | 94 | LB | 21.25 | 11.75 | 14.75 | 1 Year | YES
295-0015 | G295 2F/50'Cd/460V/3Ph/cCSAus | G295 2F/50'Cd/460V/3Ph/cCSAus/UL | https://www.zoellerpumps.com/en-us/products/sewage-pumps/commercial/290-series | EA | 2360 |  | 53514019518 | 4 Weeks | 100 | LB | 21.25 | 11.75 | 14.75 | 1 Year | YES
295-0017 | E295 2F/50'Cd/230V/1Ph/CSA | E295 2F/50'Cd/230V/1Ph/CSA/UL | https://www.zoellerpumps.com/en-us/products/sewage-pumps/commercial/290-series | EA | 2270 |  | 53514019532 | 4 Weeks | 100 | LB | 21.25 | 11.75 | 14.75 | 1 Year | YES
295-0018 | I295 2F/25'Cd/200-208V/1Ph/cCSAus | I295 2F/25'Cd/200-208V/1Ph/cCSAus | https://www.zoellerpumps.com/en-us/products/sewage-pumps/commercial/290-series | EA | 2120 |  | 53514019549 | 4 Weeks | 93 | LB | 21.25 | 11.75 | 14.75 | 1 Year | YES
295-0020 | BA295 2F/575V/3Ph/cCSAus | BA295 2F/575V/3Ph/cCSAus | https://www.zoellerpumps.com/en-us/products/sewage-pumps/commercial/290-series | EA | 2300 |  | 53514029722 | 6 Weeks | 91 | LB | 21.25 | 11.75 | 14.75 | 1 Year | YES
295-0021 | D295 2F/50'Cd/230V/1Ph/CSA | D295 2F/50'Cd/230V/1Ph/CSA | https://www.zoellerpumps.com/en-us/products/sewage-pumps/commercial/290-series | EA | 2410 |  | 53514032968 | 4 Weeks | 101 | LB | 21.25 | 11.75 | 14.75 | 1 Year | YES
295-0022 | E295 2F/230V/1Ph/CSA/WO Plug | E295 2F/230V/1Ph/CSA/WO Plug | https://www.zoellerpumps.com/en-us/products/sewage-pumps/commercial/290-series | EA | 2110 |  | 53514033408 | 4 Weeks | 91 | LB | 21.25 | 11.75 | 14.75 | 1 Year | YES
295-0024 | G295 2F/35'Cd/460V/3Ph/cCSAus | G295 2F/35'Cd/460V/3Ph/cCSAus/UL | https://www.zoellerpumps.com/en-us/products/sewage-pumps/commercial/290-series | EA | 2310 |  | 53514042578 | 4 Weeks | 96 | LB | 21.25 | 11.75 | 14.75 | 1 Year | YES
295-0026 | D295 2F/35'Cd/230V/1Ph/CSA | D295 2F/35'Cd/230V/1Ph/CSA | https://www.zoellerpumps.com/en-us/products/sewage-pumps/commercial/290-series | EA | 2340 |  | 53514043360 | 4 Weeks | 94 | LB | 21.25 | 11.75 | 14.75 | 1 Year | YES
295-0027 | I295 2F/50'Cd/200-208V/1Ph/cCSAus | I295 2F/50'Cd/200-208V/1Ph/cCSAus | https://www.zoellerpumps.com/en-us/products/sewage-pumps/commercial/290-series | EA | 2280 |  | 53514044404 | 4 Weeks | 100 | LB | 21.25 | 11.75 | 14.75 | 1 Year | YES
295-0028 | E295 2F/35'Cd/230V/1Ph/CSA | E295 2F/35'Cd/230V/1Ph/CSA/UL | https://www.zoellerpumps.com/en-us/products/sewage-pumps/commercial/290-series | EA | 2210 |  | 53514051976 | 4 Weeks | 93 | LB | 21.25 | 11.75 | 14.75 | 1 Year | YES
295-0029 | J295 2F/25'Cd/200-208V/3Ph/cCSAus | J295 2F/25'Cd/200-208V/3Ph/cCSAus/UL | https://www.zoellerpumps.com/en-us/products/sewage-pumps/commercial/290-series | EA | 2260 |  | 53514060411 | 4 Weeks | 92 | LB | 21.25 | 11.75 | 14.75 | 1 Year | YES
295-0030 | E295 2F/25'Cd/230V/1Ph/CSA | E295 2F/25'Cd/230V/1Ph/CSA/UL | https://www.zoellerpumps.com/en-us/products/sewage-pumps/commercial/290-series | EA | 2170 |  | 53514063689 | 4 Weeks | 92 | LB | 21.25 | 11.75 | 14.75 | 1 Year | YES
295-0034 | J295 2F/35'Cd/200-208V/3Ph/cCSAus | J295 2F/35'Cd/200-208V/3Ph/cCSAus/UL | https://www.zoellerpumps.com/en-us/products/sewage-pumps/commercial/290-series | EA | 2320 |  | 53514076467 | 4 Weeks | 94 | LB | 21.25 | 11.75 | 14.75 | 1 Year | YES
295-0040 | WD295 2F/230V/1Ph | WD295 2F/230V/1Ph | https://www.zoellerpumps.com/en-us/products/sewage-pumps/commercial/290-series | EA | 2370 |  | 53514090029 | 4 Weeks | 91 | LB | 21.25 | 11.75 | 14.75 | 1 Year | YES
295-0045 | H295 2F/50'Cd/200-208V/1Ph/cCSAus | H295 2F/50'Cd/200-208V/1Ph/cCSAus | https://www.zoellerpumps.com/en-us/products/sewage-pumps/commercial/290-series | EA | 2430 |  | 53514097752 | 4 Weeks | 99 | LB | 21.25 | 11.75 | 14.75 | 1 Year | YES
295-0046 | H295 2F/35'Cd/200-208V/1Ph/cCSAus | H295 2F/35'Cd/200-208V/1Ph/cCSAus | https://www.zoellerpumps.com/en-us/products/sewage-pumps/commercial/290-series | EA | 2330 |  | 53514101879 | 6 Weeks | 90 | LB | 21.25 | 11.75 | 14.75 | 1 Year | YES
295-0048 | IX295 2F/200-208V/1Ph/Ex Pr | IX295 2F/200-208V/1Ph/Ex Pr/FM/CSA | https://www.zoellerpumps.com/en-us/products/sewage-pumps/commercial/290-series | EA | 4400 |  | 53514109103 | 6 Weeks | 121 | LB | 32 | 12 | 15 | 1 Year | NO
295-0049 | EX295 2F/230V/1Ph/Ex Pr | EX295 2F/230V/1Ph/Ex Pr/FM/CSA | https://www.zoellerpumps.com/en-us/products/sewage-pumps/commercial/290-series | EA | 4200 |  | 53514109110 | 6 Weeks | 121 | LB | 32 | 12 | 15 | 1 Year | NO
295-0050 | JX295 2F/200-208V/3Ph/Ex Pr | JX295 2F/200-208V/3Ph/Ex Pr/FM/CSA | https://www.zoellerpumps.com/en-us/products/sewage-pumps/commercial/290-series | EA | 4330 |  | 53514109127 | 6 Weeks | 121 | LB | 32 | 12 | 15 | 1 Year | NO
295-0051 | FX295 2F/230V/3Ph/Ex Pr | FX295 2F/230V/3Ph/Ex Pr/FM/CSA | https://www.zoellerpumps.com/en-us/products/sewage-pumps/commercial/290-series | EA | 4370 |  | 53514109134 | 6 Weeks | 121 | LB | 32 | 12 | 15 | 1 Year | NO
295-0052 | GX295 2F/460V/3Ph/Ex Pr | GX295 2F/460V/3Ph/Ex Pr/FM/CSA | https://www.zoellerpumps.com/en-us/products/sewage-pumps/commercial/290-series | EA | 4370 |  | 53514109141 | 6 Weeks | 121 | LB | 32 | 12 | 15 | 1 Year | NO
295-0053 | BAX295 2F/575V/3Ph/Ex Pr | BAX295 2F/575V/3Ph/Ex Pr | https://www.zoellerpumps.com/en-us/products/sewage-pumps/commercial/290-series | EA | 4440 |  | 53514109158 | 6 Weeks | 121 | LB | 32 | 12 | 15 | 1 Year | NO
295-0057 | WD295 2F/50'Cd/230V/1Ph | WD295 2F/50'Cd/230V/1Ph | https://www.zoellerpumps.com/en-us/products/sewage-pumps/commercial/290-series | EA | 2530 |  | 53514132613 | 4 Weeks | 97 | LB | 21.25 | 11.75 | 14.75 | 1 Year | YES
295-0059 | F295 2F/25'Cd/230V/3Ph/cCSAus | F295 2F/25'Cd/230V/3Ph/cCSAus/UL | https://www.zoellerpumps.com/en-us/products/sewage-pumps/commercial/290-series | EA | 2370 |  | 53514159719 | 4 Weeks | 94 | LB | 21.25 | 11.75 | 14.75 | 1 Year | YES
295-0060 | GX295 2F/35'Cd/460V/3Ph/Ex Pr | GX295 2F/35'Cd/460V/3Ph/Ex Pr/FM/CSA | https://www.zoellerpumps.com/en-us/products/sewage-pumps/commercial/290-series | EA | 4520 |  | 53514159993 | 6 Weeks | 123 | LB | 32 | 12 | 15 | 1 Year | NO
295-0061 | GX295 2F/25'Cd/460V/3Ph/Ex Pr | GX295 2F/25'Cd/460V/3Ph/Ex Pr/FM/CSA | https://www.zoellerpumps.com/en-us/products/sewage-pumps/commercial/290-series | EA | 4440 |  | 53514163686 | 6 Weeks | 123 | LB | 32 | 12 | 15 | 1 Year | NO
295-0064 | BA295 2F/25'Cd/575V/3Ph/cCSAus | BA295 2F/25'Cd/575V/3Ph/cCSAus | https://www.zoellerpumps.com/en-us/products/sewage-pumps/commercial/290-series | EA | 2410 |  | 53514166373 | 6 Weeks | 91 | LB | 21.25 | 11.75 | 14.75 | 1 Year | YES
295-0067 | I295 2F/35'Cd/200-208V/1Ph/cCSAus | I295 2F/35'Cd/200-208V/1Ph/cCSAus | https://www.zoellerpumps.com/en-us/products/sewage-pumps/commercial/290-series | EA | 2190 |  | 53514186807 | 4 Weeks | 97 | LB | 21.25 | 11.75 | 14.75 | 1 Year | YES
295-0068 | FX295 2F/25'Cd/230V/3Ph/Ex Pr | FX295 2F/25'Cd/230V/3Ph/Ex Pr/FM/CSA | https://www.zoellerpumps.com/en-us/products/sewage-pumps/commercial/290-series | EA | 4440 |  | 53514195175 | 6 Weeks | 121 | LB | 32 | 12 | 15 | 1 Year | NO
295-0069 | EX295 2F/50'Cd/230V/1Ph/Ex Pr | EX295 2F/50'Cd/230V/1Ph/Ex Pr/FM/CSA | https://www.zoellerpumps.com/en-us/products/sewage-pumps/commercial/290-series | EA | 4360 |  | 53514201623 | 6 Weeks | 126 | LB | 32 | 12 | 15 | 1 Year | NO
295-0070 | DX295 2F/230V/1Ph/Ex Pr | DX295 2F/230V/1Ph/Ex Pr/FM/CSA | https://www.zoellerpumps.com/en-us/products/sewage-pumps/commercial/290-series | EA | 4880 |  | 53514236700 | 6 Weeks | 128 | LB | 32 | 12 | 15 | 1 Year | NO
295-0071 | HX295 2F/200-208V/1Ph/Ex Pr | HX295 2F/200-208V/1Ph/Ex Pr/FM/CSA | https://www.zoellerpumps.com/en-us/products/sewage-pumps/commercial/290-series | EA | 4930 |  | 53514236724 | 6 Weeks | 128 | LB | 32 | 12 | 15 | 1 Year | NO
295-0072 | EX295 2F/35'Cord/230V/1Ph/Ex Pr | EX295 2F/35'Cord/230V/1Ph/Ex Pr/FM/CSA | https://www.zoellerpumps.com/en-us/products/sewage-pumps/commercial/290-series | EA | 4320 |  | 53514217532 | 6 Weeks | 121 | LB | 32 | 12 | 15 | 1 Year | NO
295-0074 | J295 2F/50'Cd/200-208V/3Ph/cCSAus | J295 2F/50'Cd/200-208V/3Ph/cCSAus/UL | https://www.zoellerpumps.com/en-us/products/sewage-pumps/commercial/290-series | EA | 2400 |  | 53514304676 | 4 Weeks | 100 | LB | 21.25 | 11.75 | 14.75 | 1 Year | YES
295-0076 | DX295 2F/50'Cd/230V/1Ph/Ex Pr | DX295 2F/50'Cd/230V/1Ph/Ex Pr/FM/CSA | https://www.zoellerpumps.com/en-us/products/sewage-pumps/commercial/290-series | EA | 5050 |  | 53514312800 | 6 Weeks | 128 | LB | 32 | 12 | 15 | 1 Year | NO
295-0078 | JX295 2F/35'Cd/200-208V/3Ph/Ex Pr | JX295 2F/35'Cd/200-208V/3Ph/Ex Pr/FM/CSA | https://www.zoellerpumps.com/en-us/products/sewage-pumps/commercial/290-series | EA | 4450 |  | 53514331450 | 6 Weeks | 121 | LB | 32 | 12 | 15 | 1 Year | NO
295-0079 | WD295 2F/25'Cd/230V/1Ph | WD295 2F/25'Cd/230V/1Ph | https://www.zoellerpumps.com/en-us/products/sewage-pumps/commercial/290-series | EA | 2440 |  | 53514333669 | 4 Weeks | 90 | LB | 22.62 | 11.75 | 14.75 | 1 Year | YES
295-0083 | BA295 2F/50'Cd/575V/3Ph/cCSAus | BA295 2F/50'Cd/575V/3Ph/cCSAus | https://www.zoellerpumps.com/en-us/products/sewage-pumps/commercial/290-series | EA | 2430 |  | 53514340834 | 6 Weeks | 92 | LB | 21.25 | 11.75 | 14.75 | 1 Year | YES
295-0085 | JX295 2F/50'Cd/200-208V/3Ph/Ex Pr | JX295 2F/50'Cd/200-208V/3Ph/Ex Pr/FM/CSA | https://www.zoellerpumps.com/en-us/products/sewage-pumps/commercial/290-series | EA | 4580 |  | 53514343637 | 6 Weeks | 122 | LB | 32 | 12 | 15 | 1 Year | NO
295-0086 | BAX295 2F/35'Cd/575V/3Ph/Ex Pr | BAX295 2F/35'Cd/575V/3Ph/Ex Pr | https://www.zoellerpumps.com/en-us/products/sewage-pumps/commercial/290-series | EA | 4600 |  | 53514358112 | 6 Weeks | 121 | LB | 32 | 12 | 15 | 1 Year | NO
295-0087 | GX295 2F/50'Cd/460V/3Ph/Ex Pr | GX295 2F/50'Cd/460V/3Ph/Ex Pr/FM/CSA | https://www.zoellerpumps.com/en-us/products/sewage-pumps/commercial/290-series | EA | 4670 |  | 53514358778 | 6 Weeks | 123 | LB | 32 | 12 | 15 | 1 Year | NO
295-0088 | BAX295 2F/50'Cd/575V/3Ph/Ex Pr | BAX295 2F/50'Cd/575V/3Ph/Ex Pr | https://www.zoellerpumps.com/en-us/products/sewage-pumps/commercial/290-series | EA | 4750 |  | 53514365042 | 6 Weeks | 121 | LB | 32 | 12 | 15 | 1 Year | NO
295-0090 | F295 2F/230V/3Ph/cCSAus/Br Impeller | F295 2F/230V/3Ph/cCSAus/UL/Br Impeller | https://www.zoellerpumps.com/en-us/products/sewage-pumps/commercial/290-series | EA | 2560 |  | 53514415525 | 4 Weeks | 91 | LB | 21.25 | 11.75 | 14.75 | 1 Year | YES
295-0092 | G295 2F/460V/3Ph/cCSAus/Br Impeller | G295 2F/460V/3Ph/cCSAus/UL/Br Impeller | https://www.zoellerpumps.com/en-us/products/sewage-pumps/commercial/290-series | EA | 2450 |  | 53514439033 | 4 Weeks | 91 | LB | 21.25 | 11.75 | 14.75 | 1 Year | YES
295-0093 | IX295 2F/50'Cd/200-208V/1Ph/Ex Pr | IX295 2F/50'Cd/200-208V/1Ph/Ex Pr | https://www.zoellerpumps.com/en-us/products/sewage-pumps/commercial/290-series | EA | 4410 |  | 53514446215 | 6 Weeks | 121 | LB | 32 | 12 | 15 | 1 Year | NO
295-0095 | E295 2F/230V/1Ph/CSA/Bronze Impeller | E295 2F/230V/1Ph/CSA/UL/Bronze Impeller | https://www.zoellerpumps.com/en-us/products/sewage-pumps/commercial/290-series | EA | 2300 |  | 53514454043 | 4 Weeks | 91 | LB | 21.25 | 11.75 | 14.75 | 1 Year | YES
300-0006 | N300 115/230V/1Ph/ 1/3Hp/Field Wired | N300 115/230V/1Ph/ 1/3Hp/Field Wired | https://www.zoellerpumps.com/en-us/products/potable-water/lawn-sprinkler | EA | 1110 |  | 53514139940 | 4 Weeks | 36 | LB | 13.5 | 14 | 21.5 | 1 Year | NO
30-0015 | Valve,Unicheck-1.5" Pvc/Compression | Valve,Unicheck-1.5" Pvc/Compression | https://www.zoellerpumps.com/en-us/products/check-valves | EA | 90 |  | 53514019594 | 5 Weeks | 1.1 | LB | 14 | 5.5 | 14 | 1 Year | NO
30-0020 | Valve,Unicheck-2" Pvc/Compression | Valve,Unicheck-2" Pvc/Compression | https://www.zoellerpumps.com/en-us/products/check-valves | EA | 113 |  | 53514019600 | 5 Weeks | 1.7 | LB | 17.5 | 10 | 13.5 | 1 Year | NO
30-0021 | Valve,Unicheck-Plastic/2" Slip X Slip | Valve,Unicheck-Plastic/2" Slip X Slip | https://www.zoellerpumps.com/en-us/products/check-valves | EA | 55 |  | 53514027049 | IN STOCK | 1.6 | LB | 12 | 8.25 | 11 | 1 Year | NO
30-0022 | Valve,Unicheck-Plastic/2"Slip "Rack Pak" | Valve,Unicheck-Plastic/2"Slip "Rack Pak" | https://www.zoellerpumps.com/en-us/products/check-valves | EA | 79 |  | 53514027919 | 4 Weeks | 1.6 | LB | 12 | 8.25 | 11 | 1 Year | NO
30-0023 | Valve,Unicheck-Plastic/2" Body Asm | Valve,Unicheck-Plastic/2" Body Asm | https://www.zoellerpumps.com/en-us/products/check-valves | EA | 46 |  | 53514027926 | 5 Weeks | 0.8 | LB | 7.5 | 5.5 | 6 | 1 Year | NO
30-0030 | Valve,Unicheck-3" Pvc/Compression | Valve,Unicheck-3" Pvc/Compression | https://www.zoellerpumps.com/en-us/products/check-valves | EA | 380 |  | 53514019617 | 5 Weeks | 5 | LB | 18 | 7 | 13.5 | 1 Year | NO
30-0040 | Valve,Quiet Check 1.5"Pvc/Union/Solvent-Weld/PVC | Valve,Quiet Check 1.5"Pvc/Union/Solvent-Weld/PVC | https://www.zoellerpumps.com/en-us/products/check-valves | EA | 38 |  | 53514264147 | IN STOCK | 2 | LB | 3.75 | 3.5 | 9.5 | 1 Year | NO
30-0041 | Valve,Quiet Check 1.5"Pvc/Clear/Union-Solvent Weld/PVC | Valve,Quiet Check 1.5"Pvc/Clear/Union-Solvent Weld/PVC | https://www.zoellerpumps.com/en-us/products/check-valves | EA | 45 |  | 53514264161 | IN STOCK | 2 | LB | 3.75 | 3.5 | 9.5 | 1 Year | NO
30-0042 | Valve,Quiet Check 2"Pvc/Union/Solvent-Weld/PVC | Valve,Quiet Check 2"Pvc/Union/Solvent-Weld/PVC | https://www.zoellerpumps.com/en-us/products/check-valves | EA | 49 |  | 53514264185 | IN STOCK | 3 | LB | 4.5 | 4.5 | 10.5 | 1 Year | NO
30-0043 | Valve,Quiet Check 2"PVc/Clear/Union/Solvent Weld/PVC | Valve,Quiet Check 2"PVc/Clear/Union/Solvent Weld/PVC | https://www.zoellerpumps.com/en-us/products/check-valves | EA | 73 |  | 53514264208 | 5 Weeks | 3 | LB | 4.5 | 4.5 | 10.5 | 1 Year | NO
30-0044 | Valve,Quiet Check 3"Pvc/Socket/PVC | Valve,Quiet Check 3"Pvc/Socket/PVC | https://www.zoellerpumps.com/en-us/products/check-valves | EA | 107 |  | 53514264222 | 5 Weeks | 3 | LB | 5.5 | 5.5 | 9.5 | 1 Year | NO
30-0045 | Valve,Quiet Check 3"Pvc/Clear/Socket/PVC | Valve,Quiet Check 3"Pvc/Clear/Socket/PVC | https://www.zoellerpumps.com/en-us/products/check-valves | EA | 120 |  | 53514264246 | 5 Weeks | 3 | LB | 5.5 | 5.5 | 9.5 | 1 Year | NO
30-0046 | Valve,Quiet Check 1.5"Pvc/Union/Ball Valve/SOC/White | Valve,Quiet Check 1.5"Pvc/Union/Ball Valve/SOC/White | https://www.zoellerpumps.com/en-us/products/check-valves | EA | 68 |  | 53514286286 | 5 Weeks | 3 | LB | 4.25 | 3.5 | 14.75 | 1 Year | NO
30-0047 | Valve,Quiet Check 1.5"Pvc/Union/Ball Valve/SOC/Clear | Valve,Quiet Check 1.5"Pvc/Union/Ball Valve/SOC/Clear | https://www.zoellerpumps.com/en-us/products/check-valves | EA | 74 |  | 53514286309 | 5 Weeks | 3 | LB | 4.25 | 3.5 | 14.75 | 1 Year | NO
30-0048 | Valve,Quiet Check 2"Pvc/Union/Ball Valve/SOC/White | Valve,Quiet Check 2"Pvc/Union/Ball Valve/SOC/White | https://www.zoellerpumps.com/en-us/products/check-valves | EA | 74 |  | 53514286323 | IN STOCK | 4 | LB | 5 | 4.5 | 16 | 1 Year | NO
30-0049 | Valve,Quiet Check 2"Pvc/Union/Ball Valve/SOC/Clear | Valve,Quiet Check 2"Pvc/Union/Ball Valve/SOC/Clear | https://www.zoellerpumps.com/en-us/products/check-valves | EA | 88 |  | 53514286347 | 5 Weeks | 4 | LB | 5 | 4.5 | 16 | 1 Year | NO
30-0100 | Valve,Unichk-Union/Ball Valve/1.5"/Pvc/Soc/Sch40 | Valve,Unichk-Union/Ball Valve/1.5"/Pvc/Soc/Sch40 | https://www.zoellerpumps.com/en-us/products/check-valves | EA | 54 |  | 53514105938 | IN STOCK | 2 | LB | 12 | 8.25 | 11 | 1 Year | NO
30-0101 | Valve,Unichk-Union Ball Valve/2"/Pvc/Soc/Sch40 | Valve,Unichk-Union Ball Valve/2"/Pvc/Soc/Sch40 | https://www.zoellerpumps.com/en-us/products/check-valves | EA | 71 |  | 53514105952 | IN STOCK | 2.8 | LB | 13 | 9.5 | 11.5 | 1 Year | NO
30-0102 | Valve,Unichk-Union/1.5"/Pvc/Solvent Weld | Valve,Unichk-Union/1.5"/Pvc/Solvent Weld | https://www.zoellerpumps.com/en-us/products/check-valves | EA | 42 |  | 53514105969 | 5 Weeks | 1 | LB | 12 | 8.25 | 11 | 1 Year | NO
30-0103 | Valve,Unichk-Union/2"/Pvc/Solvent Weld | Valve,Unichk-Union/2"/Pvc/Solvent Weld | https://www.zoellerpumps.com/en-us/products/check-valves | EA | 65 |  | 53514105976 | 5 Weeks | 1.25 | LB | 13 | 9.5 | 11.5 | 1 Year | NO
30-0151 | Valve,Unicheck-2" Slip X Slip/Cast Iron | Valve,Unicheck-2" Slip X Slip/Cast Iron | https://www.zoellerpumps.com/en-us/products/check-valves | EA | 87 |  | 53514019631 | IN STOCK | 3.8 | LB | 12 | 8.25 | 11 | 1 Year | NO
30-0152 | Valve,Unicheck-2"Female NPT/Cast Iron/50 Psi | Valve,Unicheck-2"Female NPT/Cast Iron/50 Psi | https://www.zoellerpumps.com/en-us/products/check-valves | EA | 138 |  | 53514019648 | IN STOCK | 11 | LB | 7.5 | 5.5 | 6 | 1 Year | NO
30-0160 | Valve,Unicheck-3"Female NPT/Cast Iron | Valve,Unicheck-3"Female NPT/Cast Iron | https://www.zoellerpumps.com/en-us/products/check-valves | EA | 267 |  | 53514019655 | IN STOCK | 18 | LB | 9 | 7 | 7 | 1 Year | NO
30-0163 | Valve,Unicheck/1.25"Female NPT | Valve,Unicheck/1.25"Female NPT | https://www.zoellerpumps.com/en-us/products/check-valves | EA | 210 |  | 53514045203 | 3 Weeks | 7.5 | LB | 7.5 | 5.5 | 5.5 | 1 Year | NO
30-0164 | Valve,Unicheck/1.5" Female NPT | Valve,Unicheck/1.5" Female NPT | https://www.zoellerpumps.com/en-us/products/check-valves | EA | 155 |  | 53514047313 | 3 Weeks | 7.5 | LB | 7 | 5.5 | 5.5 | 1 Year | NO
30-0165 | Valve,Ball 1.25" (Slip To Slip)/Sch 80/(Colonial) | Valve,Ball 1.25" (Slip To Slip)/Sch 80/(Colonial) | https://www.zoellerpumps.com/en-us/products/check-valves | EA | 99 |  | 53514045951 | 5 Weeks | 2 | LB | 6.5 | 3.5 | 5.5 | 1 Year | NO
30-0166 | Valve,Ball 1.5" (Slip To Slip)/Sch 80/(Colonial) | Valve,Ball 1.5" (Slip To Slip)/Sch 80/(Colonial) | https://www.zoellerpumps.com/en-us/products/check-valves | EA | 144 |  | 53514045968 | 5 Weeks | 2 | LB | 6.5 | 3.5 | 5.5 | 1 Year | NO
30-0167 | Valve,Ball 2" (Slip To Slip)/Sch 80/(Colonial) | Valve,Ball 2" (Slip To Slip)/Sch 80/(Colonial) | https://www.zoellerpumps.com/en-us/products/check-valves | EA | 180 |  | 53514045975 | 4 Weeks | 2.5 | LB | 7 | 4.25 | 6 | 1 Year | NO
30-0175 | Valve,Ball 1.25"/Single Union/(Slip XSlip)Sch 80 | Valve,Ball 1.25"/Single Union/(Slip XSlip)Sch 80 | https://www.zoellerpumps.com/en-us/products/check-valves | EA | 210 |  | 53514088132 | 4 Weeks | 2 | LB | 5.5 | 3.5 | 4.5 | 1 Year | NO
30-0181 | Valve,Unicheck-Pvc/1.25 Or 1.5 Slip | Valve,Unicheck-Pvc/1.25 Or 1.5 Slip | https://www.zoellerpumps.com/en-us/products/check-valves | EA | 27 |  | 53514019662 | IN STOCK | 0.9 | LB | 17.5 | 6.75 | 9.75 | 1 Year | NO
30-0182 | Valve,Unicheck-Pvc/Body Asm 1.25/1.5 | Valve,Unicheck-Pvc/Body Asm 1.25/1.5 | https://www.zoellerpumps.com/en-us/products/check-valves | EA | 26 |  | 53514019679 | 9 Weeks | 0.4 | LB | 5.5 | 3.5 | 4.5 | 1 Year | NO
30-0187 | Valve,Chk-1.25"Brass/Effluent Turbine | Valve,Chk-1.25"Brass/Effluent Turbine | https://www.zoellerpumps.com/en-us/products/check-valves | EA | 87 |  | 53514119430 | 4 Weeks | 2 | LB | 4.5 | 2.25 | 2.5 | 1 Year | NO
30-0189 | Valve,Chk-2"Brass/Efflu Ent Turbine | Valve,Chk-2"Brass/Efflu Ent Turbine | https://www.zoellerpumps.com/en-us/products/check-valves | EA | 360 |  | 53514138592 | 4 Weeks | 3 | LB | 5.5 | 3.5 | 3.5 | 1 Year | NO
30-0191 | Valve,Unicheck-Pvc-1.25/1.5" Slip Gwr | Valve,Unicheck-Pvc-1.25/1.5" Slip Gwr | https://www.zoellerpumps.com/en-us/products/check-valves | EA | 48 |  | 53514019693 | 9 Weeks | 1 | LB | 17.5 | 6.75 | 9.75 | 1 Year | NO
30-0196 | Valve, Check-Bronze/1" | Valve, Check-Bronze/1" | https://www.zoellerpumps.com/en-us/products/check-valves | EA | 55 |  | 53514219246 | 4 Weeks | 1 | LB | 0 | 0 | 0 | 1 Year | NO
30-0197 | Valve, Check-Bronze/1-1/4" | Valve, Check-Bronze/1-1/4" | https://www.zoellerpumps.com/en-us/products/check-valves | EA | 71 |  | 53514219260 | 4 Weeks | 1 | LB | 2.5 | 2.5 | 4 | 1 Year | NO
30-0198 | Valve, Check-Bronze/1-1/2" | Valve, Check-Bronze/1-1/2" | https://www.zoellerpumps.com/en-us/products/check-valves | EA | 75 |  | 53514219284 | 4 Weeks | 1 | LB | 0 | 0 | 0 | 1 Year | NO
30-0200 | Valve,Unicheck-Plastic/1.25/1.5"Slip SS | Valve,Unicheck-Plastic/1.25/1.5"Slip SS | https://www.zoellerpumps.com/en-us/products/check-valves | EA | 40 |  | 53514019709 | 9 Weeks | 0.8 | LB | 17.5 | 6.75 | 9.75 | 1 Year | NO
30-0201 | Valve,Unicheck 2" C.I. W/S.S.Coupling | Valve,Unicheck 2" C.I. W/S.S.Coupling | https://www.zoellerpumps.com/en-us/products/check-valves | EA | 97 |  | 53514054816 | 3 Weeks | 3.8 | LB | 12 | 8 | 11 | 1 Year | NO
30-0202 | Valve,Unicheck 2"Plastic W/S.S. Coupling | Valve,Unicheck 2"Plastic W/S.S. Coupling | https://www.zoellerpumps.com/en-us/products/check-valves | EA | 74 |  | 53514054823 | 5 Weeks | 1.6 | LB | 12 | 8 | 11 | 1 Year | NO
30-0205 | Union,1.25" Slip X Slip/Sch 80 Pvc | Union,1.25" Slip X Slip/Sch 80 Pvc | https://www.zoellerpumps.com/en-us/products/check-valves | EA | 53 |  | 53514091743 | 4 Weeks | 3 | LB | 12 | 8 | 11 | 1 Year | NO
30-0207 | Valve,Check 1" Clear Pvc w/Unions | Valve,Check 1" Clear Pvc w/Unions | https://www.zoellerpumps.com/en-us/products/check-valves | EA | 87 |  | 53514151478 | 4 Weeks | 0.75 | LB | 12 | 8 | 11 | 1 Year | NO
30-0209 | Valve,Check 1.5"/Clear/Pvc W/Unions | Valve,Check 1.5"/Clear/Pvc W/Unions | https://www.zoellerpumps.com/en-us/products/check-valves | EA | 97 |  | 53514151492 | 4 Weeks | 1 | LB | 7 | 4.25 | 6 | 1 Year | NO
30-0213 | Valve,Ball 1.25" FPT/Brass | Valve,Ball 1.25" FPT/Brass | https://www.zoellerpumps.com/en-us/products/check-valves | EA | 130 |  | 53514151362 | 4 Weeks | 5 | LB | 7 | 4.25 | 6 | 1 Year | NO
30-0214 | Valve,Unicheck/1.25"Female NPT/High Temp | Valve,Unicheck/1.25"Female NPT/High Temp | https://www.zoellerpumps.com/en-us/products/check-valves | EA | 210 |  | 53514174187 | 3 Weeks | 7.5 | LB | 7 | 4.25 | 6 | 1 Year | NO
30-0215 | Valve,Unicheck/1.5" Female NPT/High Temp | Valve,Unicheck/1.5" Female NPT/High Temp | https://www.zoellerpumps.com/en-us/products/check-valves | EA | 220 |  | 53514174194 | 3 Weeks | 7.5 | LB | 7 | 4.25 | 6 | 1 Year | NO
30-0216 | Valve,Unicheck-2"Female NPT/Cast Iron/Hi Temp | Valve,Unicheck-2"Female NPT/Cast Iron/Hi Temp | https://www.zoellerpumps.com/en-us/products/check-valves | EA | 200 |  | 53514174200 | 3 Weeks | 11 | LB | 12 | 8.25 | 11 | 1 Year | NO
30-0221 | Valve,Ball 3.0" (Slip X Slip)/Sch 80 | Valve,Ball 3.0" (Slip X Slip)/Sch 80 | https://www.zoellerpumps.com/en-us/products/check-valves | EA | 1940 |  | 53514176099 | 4 Weeks | 4.5 | LB | 12 | 8.25 | 11 | 1 Year | NO
30-0223 | Valve,Check 1.25" Brass/Fpt X Fpt | Valve,Check 1.25" Brass/Fpt X Fpt | https://www.zoellerpumps.com/en-us/products/check-valves | EA | 115 |  | 53514196592 | 5 Weeks | 2 | LB | 5.5 | 3.5 | 4.5 | 1 Year | NO
30-0224 | Valve,Check 1.25"/Clear PVC w/Unions | Valve,Check 1.25"/Clear PVC w/Unions | https://www.zoellerpumps.com/en-us/products/check-valves | EA | 150 |  | 53514225759 | 5 Weeks | 1 | LB | 0 | 0 | 0 | 1 Year | NO
30-0225 | Valve,Check 2" Brass/Fpt x Fpt/125 Psi/71 Series Grinder | Valve,Check 2" Brass/Fpt x Fpt/125 Psi/71 Series Grinder | https://www.zoellerpumps.com/en-us/products/check-valves | EA | 590 |  | 53514242596 | 4 Weeks | 4.35 | LB | 4.5 | 3.25 | 4.75 | 1 Year | NO
30-0226 | Valve,Ball 2.0"FPT/Brass | Valve,Ball 2.0"FPT/Brass | https://www.zoellerpumps.com/en-us/products/check-valves | EA | 290 |  | 53514244965 | 4 Weeks | 9 | LB | 0 | 0 | 0 | 1 Year | NO
30-0238 | Valve,Check/1.5 InLine/Vertical/SS Clamps | Valve,Check/1.5 InLine/Vertical/SS Clamps | https://www.zoellerpumps.com/en-us/products/check-valves | EA | 22 |  | 53514315504 | IN STOCK | 0.2 | LB | 0 | 0 | 0 | 1 Year | NO
30-0239 | Valve,Quiet Check 1.25"Pvc/Union/Solvent-Weld/PVC | Valve,Quiet Check 1.25"Pvc/Union/Solvent-Weld/PVC | https://www.zoellerpumps.com/en-us/products/check-valves | EA | 53 |  | 53514317690 | 5 Weeks | 0.75 | LB | 3.5 | 3.5 | 9.5 | 1 Year | NO
30-0241 | Valve,Quiet Check/1.5"PVC/Hose Clamp/White | Valve,Quiet Check/1.5"PVC/Hose Clamp/White | https://www.zoellerpumps.com/en-us/products/check-valves | EA | 41 |  | 53514333775 | 5 Weeks | 1.2 | LB | 3.75 | 3.5 | 10.5 | 1 Year | NO
30-0242 | Valve,Quiet Check/1.5"PVC/Hose Clamp/Clear | Valve,Quiet Check/1.5"PVC/Hose Clamp/Clear | https://www.zoellerpumps.com/en-us/products/check-valves | EA | 47 |  | 53514333782 | 5 Weeks | 1.2 | LB | 3.75 | 3.5 | 10.5 | 1 Year | NO
30-0243 | Valve,Quiet Check/2"PVC/Hose Clamp/White | Valve,Quiet Check/2"PVC/Hose Clamp/White | https://www.zoellerpumps.com/en-us/products/check-valves | EA | 67 |  | 53514333799 | 5 Weeks | 1.8 | LB | 4.55 | 4.5 | 11.5 | 1 Year | NO
30-0244 | Valve,Quiet Check/2"PVC/Hose Clamp/Clear | Valve,Quiet Check/2"PVC/Hose Clamp/Clear | https://www.zoellerpumps.com/en-us/products/check-valves | EA | 73 |  | 53514333805 | 5 Weeks | 1.8 | LB | 4.5 | 4.5 | 11.5 | 1 Year | NO
30-0248 | Valve,Ball 2" (3-Way)/Sch 80/(Praher) |  |  | EA | 600 |  | 53514407872 | 5 Weeks | 0 | LB | 0 | 0 | 0 | 1 Year | NO
30-0250 | Valve, Check 1.25"/SS/FPT X FPT | Valve, Check 1.25"/SS/FPT X FPT | https://www.zoellerpumps.com/en-us/products/check-valves | EA | 200 |  | 53514448189 | Consult Factory | 1.54 | LB | 0 | 0 | 0 | 1 Year | NO
301-0006 | NE301 115/230V/1Ph/.5Hp Field Wired/Dual Volt | NE301 115/230V/1Ph/.5Hp Field Wired/Dual Volt | https://www.zoellerpumps.com/en-us/products/potable-water/end-suction-centrifugal | EA | 1080 |  | 53514139957 | 5 Weeks | 38 | LB | 13.5 | 14 | 21.5 | 1 Year | NO
302-0006 | NE302 115/230V/.75Hp/Field Wired/Dual Volt | NE302 115/230V/.75Hp/Field Wired/Dual Volt | https://www.zoellerpumps.com/en-us/products/potable-water/end-suction-centrifugal | EA | 1330 |  | 53514139964 | 5 Weeks | 42 | LB | 13.5 | 14 | 21.5 | 1 Year | NO
303-0006 | NE303 115/230V/1Ph/1Hp/Field Wired/Dual Volt | NE303 115/230V/1Ph/1Hp/Field Wired/Dual Volt | https://www.zoellerpumps.com/en-us/products/potable-water/end-suction-centrifugal | EA | 1470 |  | 53514139971 | 4 Weeks | 46 | LB | 13.5 | 14 | 21.5 | 1 Year | NO
304-0006 | NE304 115/230V/1Ph/1.5Hp/Field Wired/Dual Volt | NE304 115/230V/1Ph/1.5Hp/Field Wired/Dual Volt | https://www.zoellerpumps.com/en-us/products/potable-water/end-suction-centrifugal | EA | 1490 |  | 53514139988 | 4 Weeks | 51 | LB | 13.5 | 14 | 21.5 | 1 Year | NO
305-0006 | NE305 115/230V/1Ph/2Hp/Field Wired/Dual Volt | NE305 115/230V/1Ph/2Hp/Field Wired/Dual Volt | https://www.zoellerpumps.com/en-us/products/potable-water/end-suction-centrifugal | EA | 1580 |  | 53514139995 | 5 Weeks | 55 | LB | 13.5 | 14 | 21.5 | 1 Year | NO
306-0006 | NE306 115/230V/1Ph/.75HP/Field Wired/Dual Volt/2 Stage/Plastic Impeller | NE306 115/230V/1Ph/.75HP/Field Wired/Dual Volt/2 Stage/Plastic Impeller | https://www.zoellerpumps.com/en-us/products/potable-water/end-suction-centrifugal | EA | 1450 |  | 53514217853 | 4 Weeks | 67 | LB | 11.5 | 14.8 | 24.3 | 1 Year | NO
307-0006 | NE307 115/230V/1Ph/1HP/Field Wired/Dual Volt/2 Stage/Plastic Impeller | NE307 115/230V/1Ph/1HP/Field Wired/Dual Volt/2 Stage/Plastic Impeller | https://www.zoellerpumps.com/en-us/products/potable-water/two-stage-centrifugal#product-specifications | EA | 1530 |  | 53514217877 | 5 Weeks | 71 | LB | 11.5 | 14.8 | 24.3 | 1 Year | NO
308-0006 | NE308 115/230V/1Ph/1.5HP/Field Wired/Dual Volt/2 Stage/Plastic Impeller | NE308 115/230V/1Ph/1.5HP/Field Wired/Dual Volt/2 Stage/Plastic Impeller | https://www.zoellerpumps.com/en-us/products/potable-water/two-stage-centrifugal#product-specifications | EA | 1610 |  | 53514217891 | 5 Weeks | 73 | LB | 11.5 | 14.8 | 24.3 | 1 Year | NO
309-0006 | NE309 115/230V/1Ph/2HP/Field Wired/Dual Volt/2 Stage/Plastic Impeller | NE309 115/230V/1Ph/2HP/Field Wired/Dual Volt/2 Stage/Plastic Impeller | https://www.zoellerpumps.com/en-us/products/potable-water/two-stage-centrifugal#product-specifications | EA | 1780 |  | 53514217914 | 4 Weeks | 79 | LB | 11.5 | 14.8 | 24.3 | 1 Year | NO
3098-0001 | M3098 115V/1Ph/HT | M3098 115V/1Ph/HT | https://www.zoellerpumps.com/en-us/products/high-temperature/3000-series | EA | 1550 |  | 53514034092 | 7 Weeks | 53 | LB | 16.25 | 11 | 13.5 | 1 Year | NO
3098-0002 | N3098 115V/1Ph/High Temp | N3098 115V/1Ph/Hi Temp | https://www.zoellerpumps.com/en-us/products/high-temperature/3000-series | EA | 1400 |  | 53514034108 | 7 Weeks | 50 | LB | 16.25 | 11 | 13.5 | 1 Year | NO
3098-0003 | D3098 230V/1Ph/HT | D3098 230V/1Ph/HT | https://www.zoellerpumps.com/en-us/products/high-temperature/3000-series | EA | 1550 |  | 53514034115 | 7 Weeks | 53 | LB | 16.25 | 11 | 13.5 | 1 Year | NO
3098-0004 | E3098 230V/1Ph/HT | E3098 230V/1Ph/HT | https://www.zoellerpumps.com/en-us/products/high-temperature/3000-series | EA | 1400 |  | 53514034122 | 7 Weeks | 50 | LB | 16.25 | 11 | 13.5 | 1 Year | NO
3098-0006 | M3098 115V/1Ph/HT/7'Cond | M3098 115V/1Ph/HT/7'Cond | https://www.zoellerpumps.com/en-us/products/high-temperature/3000-series | EA | 1770 |  | 53514041540 | 7 Weeks | 54 | LB | 16.25 | 11 | 13.5 | 1 Year | NO
3098-0007 | N3098 115V/1P/HT/13'Cond | N3098 115V/1P/HT/13'Cond | https://www.zoellerpumps.com/en-us/products/high-temperature/3000-series | EA | 1670 |  | 53514042691 | 7 Weeks | 52 | LB | 16.25 | 11 | 13.5 | 1 Year | NO
3098-0008 | N3098 115V/1P/HT/14'Cond | N3098 115V/1P/HT/14'Cond | https://www.zoellerpumps.com/en-us/products/high-temperature/3000-series | EA | 1700 |  | 53514053369 | 7 Weeks | 53 | LB | 16.25 | 11 | 13.5 | 1 Year | NO
3098-0009 | M3098 115V/1Ph/HT/6'Cond | M3098 115V/1Ph/HT/6'Cond | https://www.zoellerpumps.com/en-us/products/high-temperature/3000-series | EA | 1720 |  | 53514060688 | 7 Weeks | 53 | LB | 16.25 | 11 | 13.5 | 1 Year | NO
3098-0010 | N3098 115V/1P/HT 16'Cond | N3098 115V/1P/HT 16'Cond | https://www.zoellerpumps.com/en-us/products/high-temperature/3000-series | EA | 1760 |  | 53514070618 | 7 Weeks | 53 | LB | 16.25 | 11 | 13.5 | 1 Year | NO
3098-0011 | N3098 115V/1P/HT/20'Cond | N3098 115V/1P/HT/20'Cond | https://www.zoellerpumps.com/en-us/products/high-temperature/3000-series | EA | 1880 |  | 53514084226 | 7 Weeks | 53 | LB | 16.25 | 11 | 13.5 | 1 Year | NO
3098-0012 | D3098 230V/1Ph/HT/5'Cond | D3098 230V/1Ph/HT/5'Cond | https://www.zoellerpumps.com/en-us/products/high-temperature/3000-series | EA | 1670 |  | 53514114541 | 7 Weeks | 53 | LB | 16.25 | 11 | 13.5 | 1 Year | NO
3098-0013 | M3098 115V/1Ph/HT/5'Cond | M3098 115V/1Ph/HT/5'Cond | https://www.zoellerpumps.com/en-us/products/high-temperature/3000-series | EA | 1670 |  | 53514117160 | 7 Weeks | 53 | LB | 16.25 | 11 | 13.5 | 1 Year | NO
3098-0016 | N3098 115V/1P/HT/15'Cond | N3098 115V/1P/HT/15'Cond | https://www.zoellerpumps.com/en-us/products/high-temperature/3000-series | EA | 1730 |  | 53514126391 | 7 Weeks | 53 | LB | 16.25 | 11 | 13.5 | 1 Year | NO
3098-0017 | N3098 115V/1Ph/HT/9'Cond | N3098 115V/1Ph/HT/9'Cond | https://www.zoellerpumps.com/en-us/products/high-temperature/3000-series | EA | 1570 |  | 53514150655 | 7 Weeks | 53 | LB | 16.25 | 11 | 13.5 | 1 Year | NO
3098-0018 | M3098 20'Cd/1Ph/HT/20' Cond | M3098 20'Cd/1Ph/HT/20' Cond | https://www.zoellerpumps.com/en-us/products/high-temperature/3000-series | EA | 2560 |  | 53514162788 | 7 Weeks | 56 | LB | 16.25 | 11 | 13.5 | 1 Year | NO
3098-0019 | M3098 115V/1Ph/HT/4'Cond | M3098 115V/1Ph/HT/4'Cond | https://www.zoellerpumps.com/en-us/products/high-temperature/3000-series | EA | 1620 |  | 53514170462 | 7 Weeks | 53 | LB | 16.25 | 11 | 13.5 | 1 Year | NO
3098-0020 | D3098 230V/1P/HT/10'Cond | D3098 230V/1P/HT/10'Cond | https://www.zoellerpumps.com/en-us/products/high-temperature/3000-series | EA | 1960 |  | 53514181758 | 7 Weeks | 54 | LB | 16.25 | 11 | 13.5 | 1 Year | NO
3098-0021 | M3098 50'Cd/115V/1Ph/HT | M3098 50'Cd/115V/1Ph/HT | https://www.zoellerpumps.com/en-us/products/high-temperature/3000-series | EA | 1760 |  | 53514205287 | 7 Weeks | 56 | LB | 16.25 | 11 | 13.5 | 1 Year | NO
3098-0022 | M3098 115V/1Ph/HT/8'Cond | M3098 115V/1Ph/HT/8'Cond | https://www.zoellerpumps.com/en-us/products/high-temperature/3000-series | EA | 1840 |  | 53514263812 | 7 Weeks | 54 | LB | 16.25 | 11 | 13.5 | 1 Year | NO
3098-0023 | M3098 115V/1Ph/HT/10'Cond | M3098 115V/1Ph/HT/10'Cond | https://www.zoellerpumps.com/en-us/products/high-temperature/3000-series | EA | 1860 |  | 53514282172 | 7 Weeks | 54 | LB | 16.25 | 11 | 13.5 | 1 Year | NO
3098-0024 | M3098 115V/1Ph/HT/13'Cond | M3098 115V/1Ph/HT/13'Cond | https://www.zoellerpumps.com/en-us/products/high-temperature/3000-series | EA | 1990 |  | 53514282196 | 7 Weeks | 54 | LB | 16.25 | 11 | 13.5 | 1 Year | NO
3098-0025 | E3098 230V/1Ph/HT/15'Cond | E3098 230V/1Ph/HT/15'Cond | https://www.zoellerpumps.com/en-us/products/high-temperature/3000-series | EA | 1660 |  | 53514294281 | 7 Weeks | 50 | LB | 16.25 | 11 | 13.5 | 1 Year | NO
3098-0027 | M3098 50'Cd/115V/1Ph/HT/5'Cond | M3098 50'Cd/115V/1Ph/HT/5'Cond | https://www.zoellerpumps.com/en-us/products/high-temperature/3000-series | EA | 1820 |  | 53514445645 | 7 Weeks | 53 | LB | 13.75 | 16 | 18.375 | 1 Year | NO
31-0004 | Basin,F-S/24X30/2V2D/(1)4"Hub | Basin,F-S/24X30/2V2D/(1)4"Hub | https://www.zoellerpumps.com/en-us/products/package-systems/basins | EA | 850 |  | 53514019808 | 3 Weeks | 73 | LB | 36 | 40 | 48 | 1 Year | NO
31-0006 | Basin,F-S/24X30/3V3D/(1)4"Hub | Basin,F-S/24X30/3V3D/(1)4"Hub | https://www.zoellerpumps.com/en-us/products/package-systems/basins | EA | 710 |  | 53514019822 | 3 Weeks | 73 | LB | 36 | 40 | 48 | 1 Year | NO
31-0010 | Basin,F-D/36X36/2V2D/(1)4"Hub/10'Stack | Basin,F-D/36X36/2V2D/(1)4"Hub/10'Stack | https://www.zoellerpumps.com/en-us/products/package-systems/basins | EA | 2520 |  | 53514019860 | 3 Weeks | 221 | LB | 42 | 40 | 48 | 1 Year | NO
31-0011 | Basin,F-D/36X36/3V3D/(1)4"Hub/10'Stack | Basin,F-D/36X36/3V3D/(1)4"Hub/10'Stack | https://www.zoellerpumps.com/en-us/products/package-systems/basins | EA | 2010 |  | 53514019877 | 3 Weeks | 221 | LB | 42 | 40 | 48 | 1 Year | NO
31-0027 | Basin,F-S/24X30/3V2D/(1)4"Hub | Basin,F-S/24X30/3V2D/(1)4"Hub | https://www.zoellerpumps.com/en-us/products/package-systems/basins | EA | 710 |  | 53514020033 | 4 Weeks | 73 | LB | 36 | 40 | 48 | 1 Year | NO
31-0039 | Basin,P-S/24X30/2V2D/(1)4"Hub | Basin,P-S/24X30/2V2D/(1)4"Hub | https://www.zoellerpumps.com/en-us/products/package-systems/basins | EA | 570 |  | 53514020149 | 3 Weeks | 40 | LB | 36 | 40 | 48 | 1 Year | NO
31-0040 | Basin,P-S/24X30/3V3D/(1)4"Hub | Basin,P-S/24X30/3V3D/(1)4"Hub | https://www.zoellerpumps.com/en-us/products/package-systems/basins | EA | 490 |  | 53514020156 | 3 Weeks | 40 | LB | 36 | 40 | 48 | 1 Year | NO
31-0042 | Basin,P-S/24X30/3V2D/(1)4"Hub | Basin,P-S/24X30/3V2D/(1)4"Hub | https://www.zoellerpumps.com/en-us/products/package-systems/basins | EA | 490 |  | 53514020170 | 3 Weeks | 40 | LB | 36 | 40 | 48 | 1 Year | NO
31-0043 | Basin,P-D/30X36/2V2D/(1)4"Hub | Basin,P-D/30X36/2V2D/(1)4"Hub | https://www.zoellerpumps.com/en-us/products/package-systems/basins | EA | 1180 |  | 53514020187 | 3 Weeks | 66 | LB | 42 | 40 | 48 | 1 Year | NO
31-0044 | Basin,P-D/30X36/3V3D/(1)4"Hub | Basin,P-D/30X36/3V3D/(1)4"Hub | https://www.zoellerpumps.com/en-us/products/package-systems/basins | EA | 1020 |  | 53514020194 | 3 Weeks | 66 | LB | 42 | 40 | 48 | 1 Year | NO
31-0046 | Basin,P-D/30X36/3V2D/(1)4"Hub | Basin,P-D/30X36/3V2D/(1)4"Hub | https://www.zoellerpumps.com/en-us/products/package-systems/basins | EA | 1020 |  | 53514020217 | 4 Weeks | 66 | LB | 42 | 40 | 48 | 1 Year | NO
31-0047 | Basin,P-D/36X36/2V2D/(1)4"Hub | Basin,P-D/36X36/2V2D/(1)4"Hub | https://www.zoellerpumps.com/en-us/products/package-systems/basins | EA | 1550 |  | 53514020224 | 3 Weeks | 141 | LB | 42 | 40 | 48 | 1 Year | NO
31-0048 | Basin,P-D/36X36/3V3D/(1)4"Hub | Basin,P-D/36X36/3V3D/(1)4"Hub | https://www.zoellerpumps.com/en-us/products/package-systems/basins | EA | 1340 |  | 53514020231 | 3 Weeks | 88 | LB | 42 | 40 | 48 | 1 Year | NO
31-0050 | Basin,P-D/36X36/3V2D/(1)4"Hub | Basin,P-D/36X36/3V2D/(1)4"Hub | https://www.zoellerpumps.com/en-us/products/package-systems/basins | EA | 1340 |  | 53514020255 | 4 Weeks | 88 | LB | 42 | 40 | 48 | 1 Year | NO
31-0057 | Basin,F-D/36X36/3V2D/(1)4"Hub/10'Stack | Basin,F-D/36X36/3V2D/(1)4"Hub/10'Stack | https://www.zoellerpumps.com/en-us/products/package-systems/basins | EA | 2010 |  | 53514020323 | 4 Weeks | 221 | LB | 42 | 40 | 48 | 1 Year | NO
31-0071 | Basin,F-D/30X36/2V2D/(1)4"Hub | Basin,F-D/30X36/2V2D/(1)4"Hub | https://www.zoellerpumps.com/en-us/products/package-systems/basins | EA | 1610 |  | 53514020460 | 3 Weeks | 82 | LB | 42 | 40 | 48 | 1 Year | NO
31-0072 | Basin,F-D/30X36/3V3D/(1)4"Hub | Basin,F-D/30X36/3V3D/(1)4"Hub | https://www.zoellerpumps.com/en-us/products/package-systems/basins | EA | 1280 |  | 53514020477 | 3 Weeks | 83 | LB | 42 | 40 | 48 | 1 Year | NO
31-0074 | Basin,F-D/30X36/3V2D/(1)4"Hub | Basin,F-D/30X36/3V2D/(1)4"Hub | https://www.zoellerpumps.com/en-us/products/package-systems/basins | EA | 1280 |  | 53514020491 | 3 Weeks | 83 | LB | 42 | 40 | 48 | 1 Year | NO
31-0081 | Basin,P-S/18X30/2V2D/(1)4"Hub/Split Cover | Basin,P-S/18X30/2V2D/(1)4"Hub/Split Cover | https://www.zoellerpumps.com/en-us/products/package-systems/basins | EA | 220 |  | 53514020569 | 3 Weeks | 29 | LB | 30 | 21 | 21 | 1 Year | NO
31-0082 | Basin,P-S/18X30/3V3D/(1)4"Hub/12Ga Cover | Basin,P-S/18X30/3V3D/(1)4"Hub/12Ga Cover | https://www.zoellerpumps.com/en-us/products/package-systems/basins | EA | 180 |  | 53514020576 | 3 Weeks | 22.25 | LB | 30 | 21 | 21 | 1 Year | NO
31-0084 | Basin,P-S/18X30/3V2D/(1)4"Hub | Basin,P-S/18X30/3V2D/(1)4"Hub | https://www.zoellerpumps.com/en-us/products/package-systems/basins | EA | 180 |  | 53514020590 | 4 Weeks | 22.25 | LB | 30 | 21 | 21 | 1 Year | NO
31-0091 | Basin,P-S/18X30/2V2D/(1)4"Hub/12Ga Cover | Basin,P-S/18X30/2V2D/(1)4"Hub/12Ga Cover | https://www.zoellerpumps.com/en-us/products/package-systems/basins | EA | 200 |  | 53514020668 | IN STOCK | 22.25 | LB | 30 | 21 | 21 | 1 Year | NO
31-0124 | Basin,F-D/48X48/2V2D/(1)4"Hub/10'Stack | Basin,F-D/48X48/2V2D/(1)4"Hub/10'Stack | https://www.zoellerpumps.com/en-us/products/package-systems/basins | EA | 4220 |  | 53514020989 | 4 Weeks | 307 | LB | 54 | 54 | 54 | 1 Year | NO
31-0125 | Basin,F-D/48X48/3V3D/(1)4"Hub/10'Stack | Basin,F-D/48X48/3V3D/(1)4"Hub/10'Stack | https://www.zoellerpumps.com/en-us/products/package-systems/basins | EA | 3370 |  | 53514020996 | 3 Weeks | 307 | LB | 54 | 54 | 54 | 1 Year | NO
31-0127 | Basin,F-D/48X48/3V2D/(1)4"Hub/10'Stack | Basin,F-D/48X48/3V2D/(1)4"Hub/10'Stack | https://www.zoellerpumps.com/en-us/products/package-systems/basins | EA | 3370 |  | 53514021016 | 4 Weeks | 307 | LB | 54 | 54 | 54 | 1 Year | NO
31-0154 | Basin,F-S/18X30/2V2D/(1)4"Flat Hub/Split Cover | Basin,F-S/18X30/2V2D/(1)4"Flat Hub/Split Cover | https://www.zoellerpumps.com/en-us/products/package-systems/basins | EA | 450 |  | 53514021283 | 3 Weeks | 36 | LB | 36 | 21 | 21 | 1 Year | NO
31-0155 | Basin,F-S/18X30/3V3D/(1)4"Flat Hub/Split Cover | Basin,F-S/18X30/3V3D/(1)4"Flat Hub/Split Cover | https://www.zoellerpumps.com/en-us/products/package-systems/basins | EA | 355 |  | 53514021290 | 4 Weeks | 36 | LB | 36 | 21 | 21 | 1 Year | NO
31-0157 | Basin,F-S/18X30/3V2D/(1)4"Flat Hub/Split Cover | Basin,F-S/18X30/3V2D/(1)4"Flat Hub/Split Cover | https://www.zoellerpumps.com/en-us/products/package-systems/basins | EA | 350 |  | 53514021313 | 4 Weeks | 36 | LB | 36 | 21 | 21 | 1 Year | NO
31-0159 | Basin,P-S/18X30/2V2D/(1)4"Psl/10'Stack | Basin,P-S/18X30/2V2D/(1)4"Psl/10'Stack | https://www.zoellerpumps.com/en-us/products/package-systems/basins | EA | 280 |  | 53514021337 | 3 Weeks | 27 | LB | 30 | 21 | 21 | 1 Year | NO
31-0161 | Basin,P-S/18X30/3V3D/(1)4"Psl/10'Stack | Basin,P-S/18X30/3V3D/(1)4"Psl/10'Stack | https://www.zoellerpumps.com/en-us/products/package-systems/basins | EA | 240 |  | 53514021351 | 4 Weeks | 27 | LB | 30 | 21 | 21 | 1 Year | NO
31-0162 | Basin,P-S/18X30/3V2D/(1)4"Psl/10'Stack | Basin,P-S/18X30/3V2D/(1)4"Psl/10'Stack | https://www.zoellerpumps.com/en-us/products/package-systems/basins | EA | 240 |  | 53514021368 | 4 Weeks | 27 | LB | 30 | 21 | 21 | 1 Year | NO
31-0214 | Basin,F-S/18X30/2V2D/(1)4"Hub/10'Stack | Basin,F-S/18X30/2V2D/(1)4"Hub/10'Stack | https://www.zoellerpumps.com/en-us/products/package-systems/basins | EA | 500 |  | 53514021818 | 3 Weeks | 38 | LB | 36 | 21 | 21 | 1 Year | NO
31-0215 | Basin,F-S/18X30/3V3D/(1)4"Hub/10'Stack | Basin,F-S/18X30/3V3D/(1)4"Hub/10'Stack | https://www.zoellerpumps.com/en-us/products/package-systems/basins | EA | 380 |  | 53514021825 | 4 Weeks | 38 | LB | 36 | 21 | 21 | 1 Year | NO
31-0217 | Basin,F-S/18X30/3V2D/(1)4"Hub/10'Stack | Basin,F-S/18X30/3V2D/(1)4"Hub/10'Stack | https://www.zoellerpumps.com/en-us/products/package-systems/basins | EA | 380 |  | 53514021849 | 4 Weeks | 38 | LB | 36 | 21 | 21 | 1 Year | NO
31-0218 | Basin,F-S/24X30/2V2D/(1)4"Hub/10'Stack | Basin,F-S/24X30/2V2D/(1)4"Hub/10'Stack | https://www.zoellerpumps.com/en-us/products/package-systems/basins | EA | 1240 |  | 53514021856 | 3 Weeks | 80 | LB | 36 | 40 | 48 | 1 Year | NO
31-0219 | Basin,F-S/24X30/3V3D/(1)4"Hub/10'Stack | Basin,F-S/24X30/3V3D/(1)4"Hub/10'Stack | https://www.zoellerpumps.com/en-us/products/package-systems/basins | EA | 990 |  | 53514021863 | 4 Weeks | 80 | LB | 36 | 40 | 48 | 1 Year | NO
31-0221 | Basin,F-S/24X30/3V2D/(1)4"Hub/10'Stack | Basin,F-S/24X30/3V2D/(1)4"Hub/10'Stack | https://www.zoellerpumps.com/en-us/products/package-systems/basins | EA | 990 |  | 53514021887 | 4 Weeks | 80 | LB | 36 | 40 | 48 | 1 Year | NO
31-0222 | Basin,F-D/30X36/2V2D/(1)4"Hub/10'Stack | Basin,F-D/30X36/2V2D/(1)4"Hub/10'Stack | https://www.zoellerpumps.com/en-us/products/package-systems/basins | EA | 2000 |  | 53514021894 | 4 Weeks | 172 | LB | 42 | 40 | 48 | 1 Year | NO
31-0223 | Basin,F-D/30X36/3V3D/(1)4"Hub/10'Stack | Basin,F-D/30X36/3V3D/(1)4"Hub/10'Stack | https://www.zoellerpumps.com/en-us/products/package-systems/basins | EA | 1590 |  | 53514021900 | 3 Weeks | 172 | LB | 42 | 40 | 48 | 1 Year | NO
31-0225 | Basin,F-D/30X36/3V2D/(1)4"Hub/10'Stack | Basin,F-D/30X36/3V2D/(1)4"Hub/10'Stack | https://www.zoellerpumps.com/en-us/products/package-systems/basins | EA | 1590 |  | 53514021924 | 4 Weeks | 172 | LB | 42 | 40 | 48 | 1 Year | NO
31-0249 | Basin,P-S/18X22/3V1.5D/Radon | Basin,P-S/18X22/3V1.5D/Radon | https://www.zoellerpumps.com/en-us/products/package-systems/basins | EA | 160 |  | 53514026370 | 3 Weeks | 16 | LB | 28 | 21 | 21 | 1 Year | NO
31-0251 | Basin,P-18X22/(1)5"Hole W-Psl | Basin,P-18X22/(1)5"Hole W-Psl | https://www.zoellerpumps.com/en-us/products/package-systems/basins | EA | 58 |  | 53514073411 | 4 Weeks | 7 | LB | 28 | 21 | 21 | 1 Year | NO
31-0444 | Basin,P-18X22 WO Hub & Hole | Basin,P-18X22 WO Hub & Hole | https://www.zoellerpumps.com/en-us/products/package-systems/basins | EA | 53 |  | 53514040147 | 4 Weeks | 7 | LB | 28 | 21 | 21 | 1 Year | NO
31-0445 | Basin,P-S/18X22 WO Hub & Hole/(Pedestal) | Basin,P-S/18X22 WO Hub & Hole/(Pedestal) | https://www.zoellerpumps.com/en-us/products/package-systems/basins | EA | 100 |  | 53514039820 | 4 Weeks | 9 | LB | 28 | 21 | 21 | 1 Year | NO
31-0594 | Basin,F-S/24X72/Blank Cvr/AFD/W-Pseal | Basin,F-S/24X72/Blank Cvr/AFD/W-Pseal | https://www.zoellerpumps.com/en-us/products/package-systems/basins | EA | 1260 |  | 53514060992 | 3 Weeks | 107 | LB | 78 | 40 | 48 | 1 Year | NO
31-0608 | Basin,P-S/18X30/2"Int V/2D/(1)4"P-Sl/Poly Cover | Basin,P-S/18X30/2"Int V/2D/(1)4"P-Sl/Poly Cover | https://www.zoellerpumps.com/en-us/products/package-systems/basins | EA | 240 |  | 53514062439 | 3 Weeks | 18 | LB | 30 | 21 | 21 | 1 Year | NO
31-0615 | Basin,P-S/18X30/2V2D/(1)4"P-Seal/12Ga Cover | Basin,P-S/18X30/2V2D/(1)4"P-Seal/12Ga Cover | https://www.zoellerpumps.com/en-us/products/package-systems/basins | EA | 210 |  | 53514062477 | 3 Weeks | 23 | LB | 36 | 21 | 21 | 1 Year | NO
31-0813 | Extension,Basin-F 12" For 36" Dia | Extension,Basin-F 12" For 36" Dia | https://www.zoellerpumps.com/en-us/products/package-systems/basins | EA | 420 |  | 53514070021 | 4 Weeks | 49 | lb | 13 | 40 | 40 | 1 Year | NO
31-0866 | Basin,F-S/24X48/Blnk Fg Cvr/AFD/P-Seals | Basin,F-S/24X48/Blnk Fg Cvr/AFD/P-Seals | https://www.zoellerpumps.com/en-us/products/package-systems/basins | EA | 1220 |  | 53514080525 | IN STOCK | 88 | LB | 54 | 40 | 48 | 1 Year | NO
31-0946 | Basin,F-S/24X60/Blank Cvr/AFD/W-P-Seal | Basin,F-S/24X60/Blank Cvr/AFD/W-P-Seal | https://www.zoellerpumps.com/en-us/products/package-systems/basins | EA | 1490 |  | 53514088972 | 3 Weeks | 103 | LB | 66 | 40 | 48 | 1 Year | NO
31-0994 | Extension,Basin-F 12" For 24"Dia | Extension,Basin-F 12" For 24"Dia | https://www.zoellerpumps.com/en-us/products/package-systems/basins | EA | 290 |  | 53514096212 | 4 Weeks | 26 | LB | 13 | 28 | 28 | 1 Year | NO
311-0002 | Pump,Transfer 115V/1Ph/60Hz/cCSAus | Pump,Transfer 115V/1Ph/60Hz/cCSAus | https://www.zoellerpumps.com/en-us/products/utility-pedestal/transfer-pumps/model-311 | EA | 247 |  | 53514137212 | IN STOCK | 7.75 | LB | 11 | 9.5 | 10.5 | 90 Days | YES
31-1098 | Basin,PSF-S/18X30/2V2D/(1)4"Hole/PSF Cover | Basin,PSF-S/18X30/2V2D/(1)4"Hole/PSF Cover | https://www.zoellerpumps.com/en-us/products/package-systems/basins | EA | 310 |  | 53514111915 | 3 Weeks | 24 | LB | 36 | 22 | 22 | 1 Year | NO
31-1099 | Basin,PSF-S/18X30/2V2D/(1)4"Hole/PSF Split Cover | Basin,PSF-S/18X30/2V2D/(1)4"Hole/PSF Split Cover | https://www.zoellerpumps.com/en-us/products/package-systems/basins | EA | 310 |  | 53514111922 | 3 Weeks | 24 | LB | 36 | 22 | 22 | 1 Year | NO
31-1100 | Basin,PSF-S/18X30/3V3D/(1)4"Hole/PSF Split Cover | Basin,PSF-S/18X30/3V3D/(1)4"Hole/PSF Split Cover | https://www.zoellerpumps.com/en-us/products/package-systems/basins | EA | 250 |  | 53514111939 | 3 Weeks | 24 | LB | 36 | 22 | 22 | 1 Year | NO
31-1101 | Basin,PSF-S/18X30/3V2D/(1)4"Hole/PSF Split Cover | Basin,PSF-S/18X30/3V2D/(1)4"Hole/PSF Split Cover | https://www.zoellerpumps.com/en-us/products/package-systems/basins | EA | 250 |  | 53514111946 | 3 Weeks | 24 | LB | 36 | 22 | 22 | 1 Year | NO
31-1102 | Basin,PSF-S/24X36/2V2D/(1)4"Hole/Solid FG Cover | Basin,PSF-S/24X36/2V2D/(1)4"Hole/Solid FG Cover | https://www.zoellerpumps.com/en-us/products/package-systems/basins | EA | 780 |  | 53514111953 | 3 Weeks | 51 | LB | 42 | 40 | 48 | 1 Year | NO
31-1103 | Basin,PSF-S/24X36/3V3D/(1)4"Hole/FgCover | Basin,PSF-S/24X36/3V3D/(1)4"Hole/FgCover | https://www.zoellerpumps.com/en-us/products/package-systems/basins | EA | 650 |  | 53514111960 | 3 Weeks | 51 | LB | 42 | 40 | 48 | 1 Year | NO
31-1104 | Basin,PSF-S/24X36/3V2D/(1)4"Hole WithCombo Hub | Basin,PSF-S/24X36/3V2D/(1)4"Hole WithCombo Hub | https://www.zoellerpumps.com/en-us/products/package-systems/basins | EA | 650 |  | 53514111977 | 4 Weeks | 51 | LB | 42 | 40 | 48 | 1 Year | NO
31-1105 | Basin,PSF-D/30X36/2V2D/(1)4"Hole/FG Cover W-Insp | Basin,PSF-D/30X36/2V2D/(1)4"Hole/FG Cover W-Insp | https://www.zoellerpumps.com/en-us/products/package-systems/basins | EA | 1520 |  | 53514111984 | 3 Weeks | 75 | LB | 38 | 34 | 34 | 1 Year | NO
31-1106 | Basin,PSF-D/30X36/3V3D/(1)4"Hole/FG Cover W-Insp | Basin,PSF-D/30X36/3V3D/(1)4"Hole/FG Cover W-Insp | https://www.zoellerpumps.com/en-us/products/package-systems/basins | EA | 1180 |  | 53514111991 | 4 Weeks | 75 | LB | 42 | 40 | 48 | 1 Year | NO
31-1107 | Basin,PSF-D/30X36/3V2D/(1)4"Hole/FG Cover W-Insp | Basin,PSF-D/30X36/3V2D/(1)4"Hole/FG Cover W-Insp | https://www.zoellerpumps.com/en-us/products/package-systems/basins | EA | 1180 |  | 53514112004 | 4 Weeks | 75 | LB | 42 | 40 | 48 | 1 Year | NO
31-1338 | Basin,PSF-S/18X30/2 & 3V 2D/Economy | Basin,PSF-S/18X30/2 & 3V 2D/Economy | https://www.zoellerpumps.com/en-us/products/package-systems/basins | EA | 210 |  | 53514134181 | 3 Weeks | 23 | LB | 36 | 22 | 22 | 1 Year | NO
31-1450 | Basin,F-S/36X48/Blnk Cvr/Pipe Seal Pak | Basin,F-S/36X48/Blnk Cvr/Pipe Seal Pak | https://www.zoellerpumps.com/en-us/products/package-systems/basins | EA | 2260 |  | 53514144333 | 3 Weeks | 145 | LB | 54 | 40 | 48 | 1 Year | NO
31-1451 | Basin,F-S/36X60/Blnk Cvr/Pipe Seal Pak | Basin,F-S/36X60/Blnk Cvr/Pipe Seal Pak | https://www.zoellerpumps.com/en-us/products/package-systems/basins | EA | 2450 |  | 53514144340 | 3 Weeks | 159 | LB | 66 | 40 | 48 | 1 Year | NO
31-1452 | Basin,F-D/36X72/Blnk Cvr/Pipe Seal Pak | Basin,F-D/36X72/Blnk Cvr/Pipe Seal Pak | https://www.zoellerpumps.com/en-us/products/package-systems/basins | EA | 3110 |  | 53514144357 | 3 Weeks | 234 | LB | 78 | 40 | 48 | 1 Year | NO
31-1473 | Extension,Basin-PSF 12" For 18"Dia | Extension,Basin-PSF 12" For 18"Dia | https://www.zoellerpumps.com/en-us/products/package-systems/basins | EA | 190 |  | 53514146214 | 4 Weeks | 10 | LB | 13 | 22 | 22 | 1 Year | NO
31-1476 | Extension,Basin-PSF 6" For 18"Dia | Extension,Basin-PSF 6" For 18"Dia | https://www.zoellerpumps.com/en-us/products/package-systems/basins | EA | 160 |  | 53514146221 | 4 Weeks | 5 | LB | 7 | 22 | 22 | 1 Year | NO
31-1586 | Basin,F-S/30X72/Blnk Fg Cvr/P-Sl Pak/AFD | Basin,F-S/30X72/Blnk Fg Cvr/P-Sl Pak/AFD | https://www.zoellerpumps.com/en-us/products/package-systems/basins | EA | 2450 |  | 53514158613 | 3 Weeks | 176 | LB | 78 | 40 | 48 | 1 Year | NO
31-1608 | Basin,PSF-S/18X30/2V2D/Sih/Split Cvr/AFD/Torque Stops | Basin,PSF-S/18X30/2V2D/Sih/Split Cvr/AFD/Torque Stops | https://www.zoellerpumps.com/en-us/products/package-systems/basins | EA | 360 |  | 53514160531 | 3 Weeks | 24 | LB | 36 | 22 | 22 | 1 Year | NO
31-1721 | Basin,F-S/24X24/2V1.5D/4"Hub Loose/FG Perforated Cvr | Basin,F-S/24X24/2V1.5D/4"Hub Loose/FG Perforated Cvr | https://www.zoellerpumps.com/en-us/products/package-systems/basins | EA | 1210 |  | 53514174606 | 3 Weeks | 55 | LB | 30 | 40 | 48 | 1 Year | NO
31-1830 | Basin,F-S/30X48/Blnk Cvr/Pipe Seal Pak | Basin,F-S/30X48/Blnk Cvr/Pipe Seal Pak | https://www.zoellerpumps.com/en-us/products/package-systems/basins | EA | 1440 |  | 53514187057 | 4 Weeks | 112 | LB | 54 | 40 | 48 | 1 Year | NO
31-1831 | Basin,F-S/30X60/Blnk Cvr/Pipe Seal Pak | Basin,F-S/30X60/Blnk Cvr/Pipe Seal Pak | https://www.zoellerpumps.com/en-us/products/package-systems/basins | EA | 1800 |  | 53514187064 | 4 Weeks | 124 | LB | 66 | 40 | 48 | 1 Year | NO
31-1855 | Basin,P-S/18X30/Wo Hole/4"Hub/Poly Cvr W/Cd Seal | Basin,P-S/18X30/Wo Hole/4"Hub/Poly Cvr W/Cd Seal | https://www.zoellerpumps.com/en-us/products/package-systems/basins | EA | 160 |  | 53514190057 | 4 Weeks | 15 | LB | 36 | 40 | 48 | 1 Year | NO
31-1996 | Basin,F-S/24X36/1.5V1.5D/4"Hub Loose/FGPerforated Cvr | Basin,F-S/24X36/1.5V1.5D/4"Hub Loose/FGPerforated Cvr | https://www.zoellerpumps.com/en-us/products/package-systems/basins | EA | 1630 |  | 53514209544 | 3 Weeks | 65 | LB | 30 | 40 | 48 | 1 Year | NO
31-1997 | Basin,P-S/24X24/2V2D/ZCO/1 Hole Cord Seal | Basin,P-S/24X24/2V2D/ZCO/1 Hole Cord Seal | https://www.zoellerpumps.com/en-us/products/package-systems/basins | EA | 400 |  | 53514213183 | 3 Weeks | 28 | LB | 30 | 40 | 48 | 1 Year | NO
31-2228 | Basin,PSF-18X30/4" Hub Hole WO Hub/Torque Stops | Basin,PSF-18X30/4" Hub Hole WO Hub/Torque Stops | https://www.zoellerpumps.com/en-us/products/package-systems/basins | EA | 87 |  | 53514311742 | 5 Weeks | 16 | LB | 36 | 22 | 22 | 1 Year | NO
31-2229 | Basin,PSF-18X30/4" Hub Hole WO Hub | Basin,PSF-18X30/4" Hub Hole WO Hub | https://www.zoellerpumps.com/en-us/products/package-systems/basins | EA | 120 |  | 53514314590 | 6 Weeks | 16 | LB | 36 | 22 | 22 | 1 Year | NO
31-2325 | Basin,PSF-18X30/With Out Hub & Hole | Basin,PSF-18X30/With Out Hub & Hole | https://www.zoellerpumps.com/en-us/products/package-systems/basins | EA | 120 |  | 53514311759 | 5 Weeks | 16 | LB | 36 | 22 | 22 | 1 Year | NO
31-2379 | Basin,PSF-18X30/4" Hole With 4" Pipe Seal/Torque Stops | Basin,PSF-18X30/4" Hole With 4" Pipe Seal/Torque Stops | https://www.zoellerpumps.com/en-us/products/package-systems/basins | EA | 120 |  | 53514327750 | 3 Weeks | 16 | LB | 36 | 22 | 22 | 1 Year | NO
31-2380 | Basin,PSF-18x30/4" Hole With 4" Pipe Seal | Basin,PSF-18x30/4" Hole With 4" Pipe Seal | https://www.zoellerpumps.com/en-us/products/package-systems/basins | EA | 140 |  | 53514327767 | 4 Weeks | 16 | LB | 36 | 22 | 22 | 1 Year | NO
31-2952 | Riser,Extension/Hardware Pak/LPS/ 30" Dia X 26" Long/Green |  |  | EA | 1210 |  | 53514463441 | 4 Weeks | 10 | LB | 26 | 32 | 32 | 1 Year | NO
31-2953 | Riser,Extension/Hardware Pak/LPS/ 30" Dia X 12" Long/Green |  |  | EA | 1010 |  | 53514463458 | 4 Weeks | 10 | LB | 14 | 32 | 32 | 1 Year | NO
31-3046 | Basin,P-S/24X24/2V2D PSF Cover w/Inspection Plate |  |  | EA | 440 |  | 53514487874 | 4 Weeks | 31 | LB | 31 | 0 | 0 | 1 Year | NO
31-3108 | Extension,8" for 24 X 24 Basin/2 Float/Kit |  |  | EA | 310 |  | 53514501105 | 4 Weeks | 12 | LB | 10 | 25 | 25 | 1 Year | NO
31314-0001 | Control,Pivot/Sim/1Ph/115/200/230V/0-7FLA/Standard |  |  | EA | 1134 |  | 53514445812 | 6 Weeks | 9 | LB | 9 | 0 | 0 | 5 Year | NO
31324-0001 | Control,Pivot/Sim/1Ph/115/200/230V/7-15FLA/Standard |  |  | EA | 1160 |  | 53514445829 | 6 Weeks | 9 | LB | 9 | 0 | 0 | 5 Year | NO
31334-0001 | Control,Pivot/Sim/1Ph/115/200/230V/15-20FLA/Standard |  |  | EA | 1164 |  | 53514445836 | 6 Weeks | 9 | LB | 9 | 0 | 0 | 5 Year | NO
31344-0001 | Control,Pivot/Sim/1Ph/115/200/230V/20-30FLA/Standard |  |  | EA | 1279 |  | 53514471835 | 6 Weeks | 9 | LB | 9 | 0 | 0 | 5 Year | NO
31354-0001 | Control,Pivot/Sim/1Ph/115/200/230V/0-20FLA/Standard |  |  | EA | 1273 |  | 53514445843 | 7 Weeks | 9 | LB | 9 | 0 | 0 | 5 Year | NO
3137-0001 | M3137 115V/1Ph/HT | M3137 115V/1Ph/HT | https://www.zoellerpumps.com/en-us/products/high-temperature/3000-series | EA | 1630 |  | 53514022020 | 7 Weeks | 57 | LB | 13.75 | 11 | 11 | 1 Year | NO
3137-0002 | N3137 115V/1Ph/High Temp | N3137 115V/1Ph/Hi Temp | https://www.zoellerpumps.com/en-us/products/high-temperature/3000-series | EA | 1460 |  | 53514022037 | 7 Weeks | 53 | LB | 13.75 | 11 | 11 | 1 Year | NO
3137-0003 | D3137 230V/1Ph/HT | D3137 230V/1Ph/HT | https://www.zoellerpumps.com/en-us/products/high-temperature/3000-series | EA | 1620 |  | 53514022044 | 7 Weeks | 57 | LB | 13.75 | 11 | 11 | 1 Year | NO
3137-0004 | E3137 230V/1Ph/HT | E3137 230V/1Ph/HT | https://www.zoellerpumps.com/en-us/products/high-temperature/3000-series | EA | 1460 |  | 53514022051 | 7 Weeks | 53 | LB | 13.75 | 11 | 11 | 1 Year | NO
3137-0005 | M3137 25'Cd/115V/1Ph/HT | M3137 25'Cd/115V/1Ph/HT | https://www.zoellerpumps.com/en-us/products/high-temperature/3000-series | EA | 1800 |  | 53514022068 | 7 Weeks | 59 | LB | 13.75 | 11 | 11 | 1 Year | NO
3137-0008 | E3137 230V/1P/10'Cond/HT | E3137 230V/1P/10'Cond/HT | https://www.zoellerpumps.com/en-us/products/high-temperature/3000-series | EA | 1610 |  | 53514029791 | 7 Weeks | 55 | LB | 13.75 | 11 | 11 | 1 Year | NO
3137-0009 | N3137 115V/1P/20'Cond/HT | N3137 115V/1P/20'Cond/HT | https://www.zoellerpumps.com/en-us/products/high-temperature/3000-series | EA | 2010 |  | 53514032531 | 7 Weeks | 55 | LB | 13.75 | 11 | 11 | 1 Year | NO
3137-0012 | M3137 35'Cd/115V/1Ph/HT | M3137 35'Cd/115V/1Ph/HT | https://www.zoellerpumps.com/en-us/products/high-temperature/3000-series | EA | 1910 |  | 53514041946 | 7 Weeks | 62 | LB | 13.75 | 11 | 11 | 1 Year | NO
3137-0014 | M3137 115V/1Ph/6'Cond/HT | M3137 115V/1Ph/6'Cond/HT | https://www.zoellerpumps.com/en-us/products/high-temperature/3000-series | EA | 1780 |  | 53514060978 | 7 Weeks | 58 | LB | 13.75 | 11 | 11 | 1 Year | NO
3137-0016 | M3137 115V/1Ph/5'Cond/HT | M3137 115V/1Ph/5'Cond/HT | https://www.zoellerpumps.com/en-us/products/high-temperature/3000-series | EA | 1720 |  | 53514092658 | 7 Weeks | 58 | LB | 13.75 | 11 | 11 | 1 Year | NO
3137-0017 | N3137 115V/1P/15'Cond/HT | N3137 115V/1P/15'Cond/HT | https://www.zoellerpumps.com/en-us/products/high-temperature/3000-series | EA | 1860 |  | 53514092825 | 7 Weeks | 54 | LB | 13.75 | 11 | 11 | 1 Year | NO
3137-0018 | N3137 115V/1P/25'Cond/HT | N3137 115V/1P/25'Cond/HT | https://www.zoellerpumps.com/en-us/products/high-temperature/3000-series | EA | 2160 |  | 53514143534 | 7 Weeks | 56 | LB | 13.75 | 11 | 11 | 1 Year | NO
3137-0019 | N3137 115V/1P/12'Cond/HT | N3137 115V/1P/12'Cond/HT | https://www.zoellerpumps.com/en-us/products/high-temperature/3000-series | EA | 1760 |  | 53514176129 | 7 Weeks | 54 | LB | 13.75 | 11 | 11 | 1 Year | NO
3137-0020 | D3137 230V/1Ph/10' Conduit/HT | D3137 230V/1Ph/10' Conduit/HT | https://www.zoellerpumps.com/en-us/products/high-temperature/3000-series | EA | 1880 |  | 53514259853 | 7 Weeks | 57 | LB | 13.75 | 11 | 11 | 1 Year | NO
3137-0021 | M3137 25'Cd/115V/1Ph/6'Cond/HT | M3137 25'Cd/115V/1Ph/6'Cond/HT | https://www.zoellerpumps.com/en-us/products/high-temperature/3000-series | EA | 1850 |  | 53514328641 | 7 Weeks | 58 | LB | 13.75 | 11 | 11 | 1 Year | NO
3137-0022 | M3137 115V/1Ph/10'Cond/HT | M3137 115V/1Ph/10'Cond/HT | https://www.zoellerpumps.com/en-us/products/high-temperature/3000-series | EA | 1970 |  | 53514351304 | 7 Weeks | 59 | LB | 13.75 | 11 | 11 | 1 Year | NO
3137-0023 | N3137 115V/1P/30'Cond/HT | N3137 115V/1P/30'Cond/HT | https://www.zoellerpumps.com/en-us/products/high-temperature/3000-series | EA | 2350 |  | 53514352592 | 7 Weeks | 56 | LB | 13.75 | 11 | 11 | 1 Year | NO
3137-0024 | M3137 115V/1Ph/20'Cond/HT | M3137 115V/1Ph/20'Cond/HT | https://www.zoellerpumps.com/en-us/products/high-temperature/3000-series | EA | 2290 |  | 53514356200 | 7 Weeks | 59 | LB | 13.75 | 11 | 11 | 1 Year | NO
3137-0026 | M3137 115V/1Ph/17'Cond/HT | M3137 115V/1Ph/17'Cond/HT | https://www.zoellerpumps.com/en-us/products/high-temperature/3000-series | EA | 2170 |  | 53514373894 | 7 Weeks | 59 | LB | 13.75 | 11 | 11 | 1 Year | NO
3137-0027 | N3137 115V/1P/50'Cond/HT | N3137 115V/1P/50'Cond/HT | https://www.zoellerpumps.com/en-us/products/high-temperature/3000-series | EA | 3090 |  | 53514467180 | 7 Weeks | 56 | LB | 13.75 | 11 | 11 | 1 Year | NO
314-0002 | Pump,Utility Transfer/115V/1Ph/.5Hp/cCSAus | Pump,Utility Transfer/115V/1Ph/.5Hp/cCSAus | https://www.zoellerpumps.com/en-us/products/utility-pedestal/transfer-pumps/model-314 | EA | 487 |  | 53514145842 | IN STOCK | 17 | LB | 11.5 | 7 | 9.5 | 1 Year | NO
3161-0001 | M3161 115V/1Ph/HT | M3161 115V/1Ph/HT | https://www.zoellerpumps.com/en-us/products/high-temperature/3000-series | EA | 2840 |  | 53514060213 | 7 Weeks | 90 | LB | 21.25 | 11.75 | 14.75 | 1 Year | NO
3161-0002 | N3161 115V/1Ph/High Temp | N3161 115V/1Ph/Hi Temp | https://www.zoellerpumps.com/en-us/products/high-temperature/3000-series | EA | 2480 |  | 53514060220 | 7 Weeks | 86 | LB | 21.25 | 11.75 | 14.75 | 1 Year | NO
3161-0003 | D3161 230V/1Ph/HT | D3161 230V/1Ph/HT | https://www.zoellerpumps.com/en-us/products/high-temperature/3000-series | EA | 2810 |  | 53514060237 | 7 Weeks | 90 | LB | 21.25 | 11.75 | 14.75 | 1 Year | NO
3161-0004 | E3161 230V/1Ph/HT | E3161 230V/1Ph/HT | https://www.zoellerpumps.com/en-us/products/high-temperature/3000-series | EA | 2520 |  | 53514060244 | 7 Weeks | 86 | LB | 21.25 | 11.75 | 14.75 | 1 Year | NO
3161-0005 | M3161 25'Cd/115V/1Ph/HT | M3161 25'Cd/115V/1Ph/HT | https://www.zoellerpumps.com/en-us/products/high-temperature/3000-series | EA | 2900 |  | 53514061173 | 7 Weeks | 92 | LB | 21.25 | 11.75 | 14.75 | 1 Year | NO
3161-0006 | M3161 115V/1Ph/6'Cond/HT | M3161 115V/1Ph/6'Cond/HT | https://www.zoellerpumps.com/en-us/products/high-temperature/3000-series | EA | 3010 |  | 53514096656 | 7 Weeks | 91 | LB | 21.25 | 11.75 | 14.75 | 1 Year | NO
3161-0008 | N3161 115V/1Ph/15'Cond/HT | N3161 115V/1Ph/15'Cond/HT | https://www.zoellerpumps.com/en-us/products/high-temperature/3000-series | EA | 2750 |  | 53514115395 | 7 Weeks | 86 | LB | 21.25 | 11.75 | 14.75 | 1 Year | NO
3161-0011 | M3161 30'Cd/115V/1Ph/HT | M3161 30'Cd/115V/1Ph/HT | https://www.zoellerpumps.com/en-us/products/high-temperature/3000-series | EA | 2880 |  | 53514153014 | 7 Weeks | 95 | LB | 21.25 | 11.75 | 14.75 | 1 Year | NO
3161-0013 | M3161 115V/1Ph/9'Cond/HT | M3161 115V/1Ph/9'Cond/HT | https://www.zoellerpumps.com/en-us/products/high-temperature/3000-series | EA | 3180 |  | 53514162573 | 7 Weeks | 92 | LB | 21.25 | 11.75 | 14.75 | 1 Year | NO
3161-0016 | D3161 25'Cd/230V/1Ph/HT | D3161 25'Cd/230V/1Ph/HT | https://www.zoellerpumps.com/en-us/products/high-temperature/3000-series | EA | 2910 |  | 53514194185 | 7 Weeks | 91 | LB | 21.25 | 11.75 | 14.75 | 1 Year | NO
3161-0018 | M3161 30'Cd/115V/1Ph/10'Cond/HT | M3161 30'Cd/115V/1Ph/10'Cond/HT | https://www.zoellerpumps.com/en-us/products/high-temperature/3000-series | EA | 3090 |  | 53514261320 | 7 Weeks | 96 | LB | 21.25 | 11.75 | 14.75 | 1 Year | NO
3161-0020 | N3161 115V/1Ph/20'Cond/HT | N3161 115V/1Ph/20'Cond/HT | https://www.zoellerpumps.com/en-us/products/high-temperature/3000-series | EA | 2900 |  | 53514265854 | 7 Weeks | 87 | LB | 21.25 | 11.75 | 14.75 | 1 Year | NO
3161-0023 | N3161 115V/1Ph/10'Cond/HT | N3161 115V/1Ph/10'Cond/HT | https://www.zoellerpumps.com/en-us/products/high-temperature/3000-series | EA | 3360 |  | 53514263942 | 7 Weeks | 86 | LB | 21.25 | 11.75 | 14.75 | 1 Year | NO
3161-0026 | N3161 115V/1Ph/25'Cond/HT | N3161 115V/1Ph/25'Cond/HT | https://www.zoellerpumps.com/en-us/products/high-temperature/3000-series | EA | 3040 |  | 53514346775 | 7 Weeks | 86 | LB | 21.25 | 11.75 | 14.75 | 1 Year | NO
3161-0027 | D3161 35'Cd/230V/1Ph/HT | D3161 35'Cd/230V/1Ph/HT | https://www.zoellerpumps.com/en-us/products/high-temperature/3000-series | EA | 2980 |  | 53514358006 | 7 Weeks | 91 | LB | 21.25 | 11.75 | 14.75 | 1 Year | NO
3161-0028 | D3161 230V/1Ph/HT/12'Cond | D3161 230V/1Ph/HT/12'Cond | https://www.zoellerpumps.com/en-us/products/high-temperature/3000-series | EA | 3160 |  | 53514391843 | 7 Weeks | 88 | LB | 21.25 | 11.75 | 14.75 | 1 Year | NO
3161-0029 | M3161 50'Cd/115V/1Ph/HT | M3161 50'Cd/115V/1Ph/HT | https://www.zoellerpumps.com/en-us/products/high-temperature/3000-series | EA | 2950 |  | 53514457945 | 7 Weeks | 95 | LB | 22 | 15 | 20 | 1 Year | NO
3163-0001 | M3163 115V/1Ph/HT | M3163 115V/1Ph/HT | https://www.zoellerpumps.com/en-us/products/high-temperature/3000-series | EA | 2830 |  | 53514060299 | 7 Weeks | 90 | LB | 21.25 | 11.75 | 14.75 | 1 Year | NO
3163-0002 | N3163 115V/1Ph/High Temp | N3163 115V/1Ph/Hi Temp | https://www.zoellerpumps.com/en-us/products/high-temperature/3000-series | EA | 2480 |  | 53514060305 | 7 Weeks | 86 | LB | 21.25 | 11.75 | 14.75 | 1 Year | NO
3163-0003 | D3163 230V/1Ph/HT | D3163 230V/1Ph/HT | https://www.zoellerpumps.com/en-us/products/high-temperature/3000-series | EA | 2800 |  | 53514060312 | 7 Weeks | 90 | LB | 21.25 | 11.75 | 14.75 | 1 Year | NO
3163-0004 | E3163 230V/1Ph/HT | E3163 230V/1Ph/HT | https://www.zoellerpumps.com/en-us/products/high-temperature/3000-series | EA | 2510 |  | 53514060329 | 7 Weeks | 86 | LB | 21.25 | 11.75 | 14.75 | 1 Year | NO
3163-0005 | N3163 115V/1Ph/12'Cond/HT | N3163 115V/1Ph/12'Cond/HT | https://www.zoellerpumps.com/en-us/products/high-temperature/3000-series | EA | 2650 |  | 53514084271 | 7 Weeks | 89 | LB | 21.25 | 11.75 | 14.75 | 1 Year | NO
3163-0006 | E3163 230V/1Ph/15'Cond/HT | E3163 230V/1Ph/15'Cond/HT | https://www.zoellerpumps.com/en-us/products/high-temperature/3000-series | EA | 2830 |  | 53514087999 | 7 Weeks | 88 | LB | 21.25 | 11.75 | 14.75 | 1 Year | NO
3163-0007 | N3163 115V/1Ph/21'Cond/HT | N3163 115V/1Ph/21'Cond/HT | https://www.zoellerpumps.com/en-us/products/high-temperature/3000-series | EA | 2920 |  | 53514089900 | 7 Weeks | 89 | LB | 21.25 | 11.75 | 14.75 | 1 Year | NO
3163-0008 | M3163 115V/1Ph/6'Cond/HT | M3163 115V/1Ph/6'Cond/HT | https://www.zoellerpumps.com/en-us/products/high-temperature/3000-series | EA | 3000 |  | 53514104382 | 7 Weeks | 91 | LB | 21.25 | 11.75 | 14.75 | 1 Year | NO
3163-0009 | N3163 115V/1Ph/25'Cond/HT | N3163 115V/1Ph/25'Cond/HT | https://www.zoellerpumps.com/en-us/products/high-temperature/3000-series | EA | 3040 |  | 53514111342 | 7 Weeks | 91 | LB | 21.25 | 11.75 | 14.75 | 1 Year | NO
3163-0010 | N3163 115V/1Ph/20'Cond/HT | N3163 115V/1Ph/20'Cond/HT | https://www.zoellerpumps.com/en-us/products/high-temperature/3000-series | EA | 2890 |  | 53514116576 | 7 Weeks | 89 | LB | 21.25 | 11.75 | 14.75 | 1 Year | NO
3163-0016 | E3163 230V/1Ph/25'Cond/HT | E3163 230V/1Ph/25'Cond/HT | https://www.zoellerpumps.com/en-us/products/high-temperature/3000-series | EA | 3070 |  | 53514187149 | 7 Weeks | 89 | LB | 21.25 | 11.75 | 14.75 | 1 Year | NO
3163-0017 | M3163 115V/1Ph/4'Cond/HT | M3163 115V/1Ph/4'Cond/HT | https://www.zoellerpumps.com/en-us/products/high-temperature/3000-series | EA | 2940 |  | 53514255107 | 7 Weeks | 91 | LB | 21.25 | 11.75 | 14.75 | 1 Year | NO
3163-0018 | N3163 115V/1Ph/10'Cond/HT | N3163 115V/1Ph/10'Cond/HT | https://www.zoellerpumps.com/en-us/products/high-temperature/3000-series | EA | 2600 |  | 53514255589 | 7 Weeks | 89 | LB | 21.25 | 11.75 | 14.75 | 1 Year | NO
3163-0019 | M3163 35'Cd/115V/1Ph/9' Cond/HT | M3163 35'Cd/115V/1Ph/9' Cond/HT | https://www.zoellerpumps.com/en-us/products/high-temperature/3000-series | EA | 3280 |  | 53514300975 | 7 Weeks | 93 | LB | 21.25 | 11.75 | 14.75 | 1 Year | NO
3163-0021 | M3163 115V/1Ph/9'Cond/HT | M3163 115V/1Ph/9'Cond/HT | https://www.zoellerpumps.com/en-us/products/high-temperature/3000-series | EA | 3180 |  | 53514333171 | 7 Weeks | 91 | LB | 21.25 | 11.75 | 14.75 | 1 Year | NO
3163-0022 | N3163 115V/1Ph/15' Cond/HT | N3163 115V/1Ph/15' Cond/HT | https://www.zoellerpumps.com/en-us/products/high-temperature/3000-series | EA | 2740 |  | 53514357184 | 7 Weeks | 89 | LB | 21.25 | 11.75 | 14.75 | 1 Year | NO
3163-0023 | M3163 35'Cd/115V/1Ph/10' Cond/HT | M3163 35'Cd/115V/1Ph/10' Cond/HT | https://www.zoellerpumps.com/en-us/products/high-temperature/3000-series | EA | 3310 |  | 53514403232 | 7 Weeks | 93 | LB | 22 | 15 | 20 | 1 Year | NO
3163-0024 | M3163 25'Cd/115V/1Ph/HT | M3163 25'Cd/115V/1Ph/HT | https://www.zoellerpumps.com/en-us/products/high-temperature/3000-series | EA | 2890 |  | 53514406752 | 7 Weeks | 90 | LB | 21.25 | 11.75 | 14.75 | 1 Year | NO
3163-0025 | D3163 230V/1Ph/14' Cond/HT | D3163 230V/1Ph/14' Cond/HT | https://www.zoellerpumps.com/en-us/products/high-temperature/3000-series | EA | 3430 |  | 53514408671 | 7 Weeks | 91 | LB | 21.25 | 11.75 | 14.75 | 1 Year | NO
3163-0026 | N3163 115V/1Ph/8'Cond/HT | N3163 115V/1Ph/8'Cond/HT | https://www.zoellerpumps.com/en-us/products/high-temperature/3000-series | EA | 2540 |  | 53514439910 | 7 Weeks | 89 | LB | 22 | 15 | 20 | 1 Year | NO
32-0005 | Basin&Suspended Hdwe/24X36/Sim/Indoor/Grinder | Basin&Suspended Hdwe/24X36/Sim/Indoor/Grinder | https://www.zoellerpumps.com/en-us/products/package-systems/basins | EA | 3610 |  | 53514046408 | 4 Weeks | 107 | LB | 43 | 40 | 48 | 1 Year | NO
32-0006 | Basin&Suspended Hdwe/30X36/Dup/3F/Indoor/Grinder | Basin&Suspended Hdwe/30X36/Dup/3F/Indoor/Grinder | https://www.zoellerpumps.com/en-us/products/package-systems/basins | EA | 5040 |  | 53514046415 | 4 Weeks | 154 | LB | 43 | 40 | 48 | 1 Year | NO
32-0007 | Basin&Suspended Hdwe/30X36/Dup/4F/Indoor/Grinder | Basin&Suspended Hdwe/30X36/Dup/4F/Indoor/Grinder | https://www.zoellerpumps.com/en-us/products/package-systems/basins | EA | 5050 |  | 53514048709 | 4 Weeks | 154 | LB | 43 | 40 | 48 | 1 Year | NO
32-0009 | Basin&Suspended Hdwe/30X36/Dup/3F/Indoor/"820" |  |  | EA | 5200 |  | 53514069476 | 4 Weeks | 155 | LB | 155 | 0 | 0 | 1 Year | NO
32-0010 | Basin&Suspended Hdwe/30X36/Dup/4F/Indoor/"820" |  |  | EA | 5210 |  | 53514069483 | 4 Weeks | 155 | LB | 155 | 0 | 0 | 1 Year | NO
32-0011 | Basin&Suspended Hdwe/24X36/Sim/Indoor/1Ph/2 Cord Seals/"820" | Basin&Suspended Hdwe/24X36/Sim/Indoor/1Ph/2 Cord Seals/"820" | https://www.zoellerpumps.com/en-us/products/package-systems/basins | EA | 3820 |  | 53514074173 | 4 Weeks | 107 | LB | 43 | 40 | 48 | 1 Year | NO
32-0029 | Basin&Suspended Hdwe/24X36/Sim/Indoor/1P/810/815 | Basin&Suspended Hdwe/24X36/Sim/Indoor/1P/810/815 | https://www.zoellerpumps.com/en-us/products/package-systems/basins | EA | 4230 |  | 53514193904 | 4 Weeks | 107 | LB | 42 | 40 | 48 | 1 Year | NO
32124-0001 | Control,Pivot/Dup/1Ph/115V/7-15FLA/Standard |  |  | EA | 1579 |  | 53514445867 | 6 Weeks | 9 | LB | 9 | 0 | 0 | 5 Year | NO
32134-0001 | Control,Pivot/Dup/1Ph/115V/15-20FLA/Standard |  |  | EA | 1579 |  | 53514445874 | 6 Weeks | 9 | LB | 9 | 0 | 0 | 5 Year | NO
32314-0001 | Control,Pivot/Dup/1Ph/115/200/230V/0-7A/Standard |  |  | EA | 1695 |  | 53514445881 | 6 Weeks | 9 | LB | 9 | 0 | 0 | 5 Year | NO
32324-0001 | Control,Pivot/Dup/1Ph/115/200/230V/7-15FLA/Standard |  |  | EA | 1695 |  | 53514445898 | IN STOCK | 9 | LB | 9 | 0 | 0 | 5 Year | NO
32334-0001 | Control,Pivot/Dup/1Ph/115/200/230V/15-20FLA/Standard |  |  | EA | 1695 |  | 53514445904 | 6 Weeks | 9 | LB | 9 | 0 | 0 | 5 Year | NO
32344-0001 | Control,Pivot/Dup/1Ph/115/200/230V/20-30FLA/Standard |  |  | EA | 1662 |  | 53514445928 | 7 Weeks | 9 | LB | 9 | 0 | 0 | 5 Year | NO
32354-0001 | Control,Pivot/Dup/1Ph/115/200/230V/0-20FLA/Standard |  |  | EA | 1929 |  | 53514445935 | 6 Weeks | 9 | LB | 9 | 0 | 0 | 5 Year | NO
3261-0001 | M3161 2F/115V/1Ph/HT/(3161-0001) | M3161 2F/115V/1Ph/HT/(3161-0001) | https://www.zoellerpumps.com/en-us/products/high-temperature/3000-series | EA | 2890 |  | 53514060251 | 7 Weeks | 93 | LB | 21.25 | 11.75 | 14.75 | 1 Year | NO
3261-0002 | N3161 2F/115V/1Ph/HT/(3161-0002) | N3161 2F/115V/1Ph/HT/(3161-0002) | https://www.zoellerpumps.com/en-us/products/high-temperature/3000-series | EA | 2540 |  | 53514060268 | 7 Weeks | 92 | LB | 21.25 | 11.75 | 14.75 | 1 Year | NO
3261-0003 | D3161 HT/2F/230V/1Ph/(3161-0003) | D3161 HT/2F/230V/1Ph/(3161-0003) | https://www.zoellerpumps.com/en-us/products/high-temperature/3000-series | EA | 2860 |  | 53514060275 | 7 Weeks | 93 | LB | 21.25 | 11.75 | 14.75 | 1 Year | NO
3261-0004 | E3161 2F/230V/1Ph/HT/(3161-0004) | E3161 2F/230V/1Ph/HT/(3161-0004) | https://www.zoellerpumps.com/en-us/products/high-temperature/3000-series | EA | 2570 |  | 53514060282 | 7 Weeks | 92 | LB | 21.25 | 11.75 | 14.75 | 1 Year | NO
3261-0005 | D3161 2F/230V/1Ph/HT/6' Cond/(3161-0007) | D3161 2F/230V/1Ph/HT/6' Cond/(3161-0007) | https://www.zoellerpumps.com/en-us/products/high-temperature/3000-series | EA | 3030 |  | 53514115029 | 7 Weeks | 93 | LB | 21.25 | 11.75 | 14.75 | 1 Year | NO
3261-0006 | E3161 2F/230V/1Ph/HT/20'Cond/(3161-0009) | E3161 2F/230V/1Ph/HT/20'Cond/(3161-0009) | https://www.zoellerpumps.com/en-us/products/high-temperature/3000-series | EA | 3070 |  | 53514116262 | 7 Weeks | 94 | LB | 21.25 | 11.75 | 14.75 | 1 Year | NO
3261-0007 | M3161 2F/115V/1Ph/6'Cond/HT/(3161-0006) | M3161 2F/115V/1Ph/6'Cond/HT/(3161-0006) | https://www.zoellerpumps.com/en-us/products/high-temperature/3000-series | EA | 3060 |  | 53514198169 | 7 Weeks | 93 | LB | 21.25 | 11.75 | 14.75 | 1 Year | NO
3261-0008 | E3161 2F/230V/1P/35' Cond/HT/(3161-0024) | E3161 2F/230V/1P/35' Cond/HT/(3161-0024) | https://www.zoellerpumps.com/en-us/products/high-temperature/3000-series | EA | 3630 |  | 53514316396 | 7 Weeks | 88 | LB | 21.25 | 11.75 | 14.75 | 1 Year | NO
3261-0009 | E3161 2F/230V/1Ph/HT/15'Cond/(3161-0025) | E3161 2F/230V/1Ph/HT/15'Cond/(3161-0025) | https://www.zoellerpumps.com/en-us/products/high-temperature/3000-series | EA | 2890 |  | 53514324216 | 7 Weeks | 90 | LB | 21.25 | 11.75 | 14.75 | 1 Year | NO
3261-0011 | N3161 2F/25'Cd/115V/1Ph/HT/(3161-0026) | N3161 2F/25'Cd/115V/1Ph/HT/(3161-0026) | https://www.zoellerpumps.com/en-us/products/high-temperature/3000-series | EA | 3100 |  | 53514346867 | 7 Weeks | 93 | LB | 21.25 | 11.75 | 14.75 | 1 Year | NO
3263-0001 | M3163 2F/115V/1Ph/HT/(3163-0001) | M3163 2F/115V/1Ph/HT/(3163-0001) | https://www.zoellerpumps.com/en-us/products/high-temperature/3000-series | EA | 2890 |  | 53514060336 | 7 Weeks | 93 | LB | 21.25 | 11.75 | 14.75 | 1 Year | NO
3263-0002 | N3163 2F/115V/1Ph/HT/(3163-0002) | N3163 2F/115V/1Ph/HT/(3163-0002) | https://www.zoellerpumps.com/en-us/products/high-temperature/3000-series | EA | 2530 |  | 53514060343 | 7 Weeks | 92 | LB | 21.25 | 11.75 | 14.75 | 1 Year | NO
3263-0003 | D3163 2F/230V/1Ph/HT (3163-0003) | D3163 2F/230V/1Ph/HT (3163-0003) | https://www.zoellerpumps.com/en-us/products/high-temperature/3000-series | EA | 2850 |  | 53514060350 | 7 Weeks | 93 | LB | 21.25 | 11.75 | 14.75 | 1 Year | NO
3263-0004 | E3163 2F/230V/1Ph/HT (3163-0004) | E3163 2F/230V/1Ph/HT (3163-0004) | https://www.zoellerpumps.com/en-us/products/high-temperature/3000-series | EA | 2570 |  | 53514060367 | 7 Weeks | 92 | LB | 21.25 | 11.75 | 14.75 | 1 Year | NO
3263-0005 | E3163 2F/230V/1Ph/HT/15'Cond/(3163-0006) | E3163 2F/230V/1Ph/HT/15'Cond/(3163-0006) | https://www.zoellerpumps.com/en-us/products/high-temperature/3000-series | EA | 2890 |  | 53514088002 | 7 Weeks | 92 | LB | 21.25 | 11.75 | 14.75 | 1 Year | NO
3263-0006 | M3163 2F/115V/1Ph/HT/7' Cond(3163-0011) | M3163 2F/115V/1Ph/HT/7' Cond(3163-0011) | https://www.zoellerpumps.com/en-us/products/high-temperature/3000-series | EA | 3110 |  | 53514124168 | 7 Weeks | 92 | LB | 21.25 | 11.75 | 14.75 | 1 Year | NO
3263-0008 | N3163 2F/115V/1Ph/HT/20'Cond/(3163-0010) | N3163 2F/115V/1Ph/HT/20'Cond/(3163-0010) | https://www.zoellerpumps.com/en-us/products/high-temperature/3000-series | EA | 2940 |  | 53514178673 | 7 Weeks | 94 | LB | 21.25 | 11.75 | 14.75 | 1 Year | NO
3263-0010 | N3163 2F/115V/1Ph/HT/25'Cond/(3163-0009) | N3163 2F/115V/1Ph/HT/25'Cond/(3163-0009) | https://www.zoellerpumps.com/en-us/products/high-temperature/3000-series | EA | 3090 |  | 53514287733 | 7 Weeks | 94 | LB | 21.25 | 11.75 | 14.75 | 1 Year | NO
3263-0011 | E3163 2F/230V/1Ph/25'Cond/HT/(3163-0016) | E3163 2F/230V/1Ph/25'Cond/HT/(3163-0016) | https://www.zoellerpumps.com/en-us/products/high-temperature/3000-series | EA | 3260 |  | 53514345952 | 7 Weeks | 89 | LB | 21.25 | 11.75 | 14.75 | 1 Year | NO
3263-0012 | M3163 2F/35'Cd/115V/1Ph/HT/10'Cond/(3163-0023) | M3163 2F/35'Cd/115V/1Ph/HT/10'Cond/(3163-0023) | https://www.zoellerpumps.com/en-us/products/high-temperature/3000-series | EA | 3360 |  | 53514403317 | 7 Weeks | 93 | LB | 21.25 | 11.75 | 14.75 | 1 Year | NO
3282-0001 | M3282 2F/115V/1Ph/HT | M3282 2F/115V/1Ph/HT | https://www.zoellerpumps.com/en-us/products/high-temperature/3000-series | EA | 2570 |  | 53514022136 | 7 Weeks | 89 | LB | 21.25 | 11.75 | 14.75 | 1 Year | NO
3282-0002 | N3282 2F/115V/1Ph/HT | N3282 2F/115V/1Ph/HT | https://www.zoellerpumps.com/en-us/products/high-temperature/3000-series | EA | 2390 |  | 53514022143 | 7 Weeks | 85 | LB | 21.25 | 11.75 | 14.75 | 1 Year | NO
3282-0003 | D3282 2F/230V/1Ph/HT | D3282 2F/230V/1Ph/HT | https://www.zoellerpumps.com/en-us/products/high-temperature/3000-series | EA | 2580 |  | 53514022150 | 7 Weeks | 89 | LB | 21.25 | 11.75 | 14.75 | 1 Year | NO
3282-0004 | E3282 2F/230V/1Ph/HT | E3282 2F/230V/1Ph/HT | https://www.zoellerpumps.com/en-us/products/high-temperature/3000-series | EA | 2390 |  | 53514022167 | 7 Weeks | 85 | LB | 21.25 | 11.75 | 14.75 | 1 Year | NO
3282-0005 | D3282 2F/25'Cd/230V/1Ph/HT | D3282 2F/25'Cd/230V/1Ph/HT | https://www.zoellerpumps.com/en-us/products/high-temperature/3000-series | EA | 2640 |  | 53514022174 | 7 Weeks | 91 | LB | 21.25 | 11.75 | 14.75 | 1 Year | NO
3282-0006 | M3282 2F/115V/1Ph/8'Cond/HT | M3282 2F/115V/1Ph/8'Cond/HT | https://www.zoellerpumps.com/en-us/products/high-temperature/3000-series | EA | 2860 |  | 53514028954 | 7 Weeks | 91 | LB | 21.25 | 11.75 | 14.75 | 1 Year | NO
3282-0007 | N3282 2F/115V/1Ph/35'Cond/HT | N3282 2F/115V/1Ph/35'Cond/HT | https://www.zoellerpumps.com/en-us/products/high-temperature/3000-series | EA | 3440 |  | 53514030537 | 7 Weeks | 90 | LB | 21.25 | 11.75 | 14.75 | 1 Year | NO
3282-0008 | D3282 2F/230V/1Ph/6'Cond/HT | D3282 2F/230V/1Ph/6'Cond/HT | https://www.zoellerpumps.com/en-us/products/high-temperature/3000-series | EA | 2770 |  | 53514031114 | 7 Weeks | 90 | LB | 21.25 | 11.75 | 14.75 | 1 Year | NO
3282-0010 | E3282 2F/230V/1P/12'Cond/HT | E3282 2F/230V/1P/12'Cond/HT | https://www.zoellerpumps.com/en-us/products/high-temperature/3000-series | EA | 2580 |  | 53514056506 | 7 Weeks | 91 | LB | 21.25 | 11.75 | 14.75 | 1 Year | NO
3282-0011 | N3282 2F/115V/1Ph/9'Cond/HT | N3282 2F/115V/1Ph/9'Cond/HT | https://www.zoellerpumps.com/en-us/products/high-temperature/3000-series | EA | 2520 |  | 53514062286 | 7 Weeks | 88 | LB | 21.25 | 11.75 | 14.75 | 1 Year | NO
3282-0012 | N3282 2F/115V/1Ph/50'Cond/HT | N3282 2F/115V/1Ph/50'Cond/HT | https://www.zoellerpumps.com/en-us/products/high-temperature/3000-series | EA | 3880 |  | 53514063818 | 7 Weeks | 92 | LB | 21.25 | 11.75 | 14.75 | 1 Year | NO
3282-0013 | E3282 2F/230V/1P/15'Cond/HT | E3282 2F/230V/1P/15'Cond/HT | https://www.zoellerpumps.com/en-us/products/high-temperature/3000-series | EA | 2860 |  | 53514088576 | 7 Weeks | 92 | LB | 21.25 | 11.75 | 14.75 | 1 Year | NO
3282-0014 | M3282 2F/115V/1Ph/9'Cond/HT | M3282 2F/115V/1Ph/9'Cond/HT | https://www.zoellerpumps.com/en-us/products/high-temperature/3000-series | EA | 2910 |  | 53514102180 | 7 Weeks | 91 | LB | 21.25 | 11.75 | 14.75 | 1 Year | NO
3282-0015 | N3282 2F/115V/1Ph/15' Cond/HT | N3282 2F/115V/1Ph/15' Cond/HT | https://www.zoellerpumps.com/en-us/products/high-temperature/3000-series | EA | 2850 |  | 53514102746 | 7 Weeks | 90 | LB | 21.25 | 11.75 | 14.75 | 1 Year | NO
3282-0016 | N3282 2F/115V/1Ph/20' Cond/HT | N3282 2F/115V/1Ph/20' Cond/HT | https://www.zoellerpumps.com/en-us/products/high-temperature/3000-series | EA | 2840 |  | 53514104030 | 7 Weeks | 91 | LB | 21.25 | 11.75 | 14.75 | 1 Year | NO
3282-0017 | E3282 2F/230V/1P/20'Cond/HT | E3282 2F/230V/1P/20'Cond/HT | https://www.zoellerpumps.com/en-us/products/high-temperature/3000-series | EA | 3000 |  | 53514170578 | 7 Weeks | 92 | LB | 21.25 | 11.75 | 14.75 | 1 Year | NO
3282-0021 | N3282 2F/115V/1Ph/25'Cond/HT | N3282 2F/115V/1Ph/25'Cond/HT | https://www.zoellerpumps.com/en-us/products/high-temperature/3000-series | EA | 2990 |  | 53514302559 | 7 Weeks | 88 | LB | 21.25 | 11.75 | 14.75 | 1 Year | NO
3282-0022 | N3282 2F/115V/1Ph/13' Cond/HT | N3282 2F/115V/1Ph/13' Cond/HT | https://www.zoellerpumps.com/en-us/products/high-temperature/3000-series | EA | 2790 |  | 53514333379 | 7 Weeks | 90 | LB | 22.62 | 11.75 | 14.75 | 1 Year | NO
3282-0023 | N3282 2F/115V/1Ph/12' Cond/HT | N3282 2F/115V/1Ph/12' Cond/HT | https://www.zoellerpumps.com/en-us/products/high-temperature/3000-series | EA | 2760 |  | 53514346027 | 7 Weeks | 90 | LB | 22.62 | 11.75 | 14.75 | 1 Year | NO
3282-0024 | E3282 2F/230V/1P/50'Cond/HT | E3282 2F/230V/1P/50'Cond/HT | https://www.zoellerpumps.com/en-us/products/high-temperature/3000-series | EA | 4000 |  | 53514475680 | 7 Weeks | 92 | LB | 22 | 15 | 20 | 1 Year | NO
3282-0025 | N3282 2F/115V/1Ph/8'Cond/HT |  |  | EA | 2490 |  | 53514488383 | 7 Weeks | 88 | LB | 22 | 15 | 20 | 1 Year | NO
330-0006 | NE330 115/230V/1Ph/.75Hp/Field Wired/Dual Volt | NE330 115/230V/1Ph/.75Hp/Field Wired/Dual Volt | https://www.zoellerpumps.com/en-us/products/potable-water/lawn-sprinkler | EA | 1340 |  | 53514140007 | 4 Weeks | 64 | LB | 11.5 | 14.8 | 24.3 | 1 Year | NO
33-0998 | Basin&Rail Asm/24X60/Sim/1.25-2"D/NS Z-Rail/FG Cover/(2)Elec Coupling/AFD | Basin&Rail Asm/24X60/Sim/1.25-2"D/NS Z-Rail/FG Cover/(2)Elec Coupling/AFD | https://www.zoellerpumps.com/en-us/products/package-systems/basins | EA | 4800 |  | 53514303334 | 4 Weeks | 189 | LB | 66 | 42 | 48 | 1 Year | NO
33-0999 | Basin&Rail Asm/24X72/Sim/1.25-2"D/NS Z-Rail/FG Cover/(2)Elec Coupling/AFD | Basin&Rail Asm/24X72/Sim/1.25-2"D/NS Z-Rail/FG Cover/(2)Elec Coupling/AFD | https://www.zoellerpumps.com/en-us/products/package-systems/basins | EA | 5060 |  | 53514303358 | 4 Weeks | 192 | LB | 78 | 42 | 48 | 1 Year | NO
33-1000 | Basin&Rail Asm/24X84/Sim/1.25-2"D/NS Z-Rail/FG Cover/(2)Elec Coupling/AFD | Basin&Rail Asm/24X84/Sim/1.25-2"D/NS Z-Rail/FG Cover/(2)Elec Coupling/AFD | https://www.zoellerpumps.com/en-us/products/package-systems/basins | EA | 5260 |  | 53514303372 | 4 Weeks | 213 | LB | 90 | 42 | 48 | 1 Year | NO
331-0006 | NE331 115/230V/1Ph/1Hp/Field Wired/Dual Volt | NE331 115/230V/1Ph/1Hp/Field Wired/Dual Volt | https://www.zoellerpumps.com/en-us/products/potable-water/lawn-sprinkler | EA | 1331.7 |  | 53514140014 | 4 Weeks | 68 | LB | 11.5 | 14.8 | 24.3 | 1 Year | NO
33-1001 | Basin&Rail Asm/24X96/Sim/1.25-2"D/NS Z-Rail/FG Cover/(2)Elec Coupling/AFD | Basin&Rail Asm/24X96/Sim/1.25-2"D/NS Z-Rail/FG Cover/(2)Elec Coupling/AFD | https://www.zoellerpumps.com/en-us/products/package-systems/basins | EA | 5710 |  | 53514303396 | 4 Weeks | 235 | LB | 36 | 48 | 106 | 1 Year | NO
33-1002 | Basin&Rail Asm/36X60/Dup/1.25-2"D/NS Z-Rail/FG Cover/(2)Elec Coupling/AFD | Basin&Rail Asm/36X60/Dup/1.25-2"D/NS Z-Rail/FG Cover/(2)Elec Coupling/AFD | https://www.zoellerpumps.com/en-us/products/package-systems/basins | EA | 8000 |  | 53514303419 | 4 Weeks | 393 | LB | 66 | 42 | 48 | 1 Year | NO
33-1003 | Basin&Rail Asm/36X72/Dup/1.25-2"D/NS Z-Rail/FG Cover/(2)Elec Coupling/AFD | Basin&Rail Asm/36X72/Dup/1.25-2"D/NS Z-Rail/FG Cover/(2)Elec Coupling/AFD | https://www.zoellerpumps.com/en-us/products/package-systems/basins | EA | 8400 |  | 53514303433 | 4 Weeks | 468 | LB | 78 | 42 | 48 | 1 Year | NO
33-1004 | Basin&Rail Asm/36X84/Dup/1.25-2"D/NS Z-Rail/FG Cover/(2)Elec Coupling/AFD | Basin&Rail Asm/36X84/Dup/1.25-2"D/NS Z-Rail/FG Cover/(2)Elec Coupling/AFD | https://www.zoellerpumps.com/en-us/products/package-systems/basins | EA | 8780 |  | 53514303457 | 4 Weeks | 533 | LB | 90 | 48 | 48 | 1 Year | NO
33-1005 | Basin&Rail Asm/36X96/Dup/1.25-2"D/NS Z-Rail/FG Cover/(2)Elec Coupling/AFD | Basin&Rail Asm/36X96/Dup/1.25-2"D/NS Z-Rail/FG Cover/(2)Elec Coupling/AFD | https://www.zoellerpumps.com/en-us/products/package-systems/basins | EA | 9900 |  | 53514303471 | 4 Weeks | 593 | LB | 48 | 48 | 106 | 1 Year | NO
33-2000 | Basin&Rail Asm/24X48/Sim/ZP/1.25"D@18"/Z-Rail/PC/FG Cover/4"PS/Float Tree/AFD | Basin&Rail Asm/24X48/Sim/ZP/1.25"D@18"/Z-Rail/PC/FG Cover/4"PS/Float Tree/AFD | https://www.zoellerpumps.com/en-us/products/package-systems/basins | EA | 3970 |  | 53514410513 | 4 Weeks | 180 | LB | 54 | 40 | 48 | 1 Year | NO
332-0006 | NE332 115/230V/1Ph/1.5Hp/Field Wired/Dual Volt | NE332 115/230V/1Ph/1.5Hp/Field Wired/Dual Volt | https://www.zoellerpumps.com/en-us/products/potable-water/lawn-sprinkler | EA | 1434.05 |  | 53514140021 | 4 Weeks | 72.5 | LB | 11.5 | 14.8 | 24.3 | 1 Year | NO
33-2001 | Basin&Rail Asm/24X48/Sim/ZP/1.25"D@18"/Z-Rail/PC/St Ha Cover/4"PS/Float Tree/AFD | Basin&Rail Asm/24X48/Sim/ZP/1.25"D@18"/Z-Rail/PC/St Ha Cover/4"PS/Float Tree/AFD | https://www.zoellerpumps.com/en-us/products/package-systems/qls-series | EA | 4660 |  | 53514410520 | 4 Weeks | 225 | LB | 225 | 0 | 0 | 1 Year | NO
33-2002 | Basin&Rail Asm/24X48/Sim/ZP/1.25"D@18"/Z-Rail/PC/Al Ha Cover/4"PS/Float Tree/AFD | Basin&Rail Asm/24X48/Sim/ZP/1.25"D@18"/Z-Rail/PC/Al Ha Cover/4"PS/Float Tree/AFD | https://www.zoellerpumps.com/en-us/products/package-systems/qls-series | EA | 5120 |  | 53514410537 | 4 Weeks | 187 | LB | 187 | 0 | 0 | 1 Year | NO
33-2003 | Basin&Rail Asm/24X60/Sim/ZP/1.25"D@24"/Z-Rail/PC/FG Cover/4"PS/Float Tree/AFD | Basin&Rail Asm/24X60/Sim/ZP/1.25"D@24"/Z-Rail/PC/FG Cover/4"PS/Float Tree/AFD | https://www.zoellerpumps.com/en-us/products/package-systems/basins | EA | 4090 |  | 53514410544 | 4 Weeks | 187 | LB | 66 | 40 | 48 | 1 Year | NO
33-2004 | Basin&Rail Asm/24X60/Sim/ZP/1.25"D@24"/Z-Rail/PC/St Ha Cover/4"PS/Float Tree/AFD | Basin&Rail Asm/24X60/Sim/ZP/1.25"D@24"/Z-Rail/PC/St Ha Cover/4"PS/Float Tree/AFD | https://www.zoellerpumps.com/en-us/products/package-systems/qls-series | EA | 4780 |  | 53514410551 | 4 Weeks | 234 | LB | 234 | 0 | 0 | 1 Year | NO
33-2005 | Basin&Rail Asm/24X60/Sim/ZP/1.25"D@24"/Z-Rail/PC/Al Ha Cover/4"PS/Float Tree/AFD | Basin&Rail Asm/24X60/Sim/ZP/1.25"D@24"/Z-Rail/PC/Al Ha Cover/4"PS/Float Tree/AFD | https://www.zoellerpumps.com/en-us/products/package-systems/qls-series | EA | 5240 |  | 53514410568 | 4 Weeks | 196 | LB | 196 | 0 | 0 | 1 Year | NO
33-2006 | Basin&Rail Asm/24X72/Sim/ZP/1.25"D@30"/Z-Rail/PC/FG Cover/4"PS/Float Tree/AFD | Basin&Rail Asm/24X72/Sim/ZP/1.25"D@30"/Z-Rail/PC/FG Cover/4"PS/Float Tree/AFD | https://www.zoellerpumps.com/en-us/products/package-systems/basins | EA | 4220 |  | 53514410575 | 4 Weeks | 192 | LB | 78 | 40 | 48 | 1 Year | NO
33-2007 | Basin&Rail Asm/24X72/Sim/ZP/1.25"D@30"/Z-Rail/PC/St Ha Cover/4"PS/Float Tree/AFD | Basin&Rail Asm/24X72/Sim/ZP/1.25"D@30"/Z-Rail/PC/St Ha Cover/4"PS/Float Tree/AFD | https://www.zoellerpumps.com/en-us/products/package-systems/qls-series | EA | 4910 |  | 53514408947 | 4 Weeks | 245 | LB | 245 | 0 | 0 | 1 Year | NO
33-2008 | Basin&Rail Asm/24X72/Sim/ZP/1.25"D@30"/Z-Rail/PC/Al Ha Cover/4"PS/Float Tree/AFD | Basin&Rail Asm/24X72/Sim/ZP/1.25"D@30"/Z-Rail/PC/Al Ha Cover/4"PS/Float Tree/AFD | https://www.zoellerpumps.com/en-us/products/package-systems/qls-series | EA | 5370 |  | 53514408954 | 4 Weeks | 199 | LB | 199 | 0 | 0 | 1 Year | NO
33-2009 | Basin&Rail Asm/24X84/Sim/ZP/1.25"D@36"/Z-Rail/PC/FG Cover/4"PS/Float Tree/AFD | Basin&Rail Asm/24X84/Sim/ZP/1.25"D@36"/Z-Rail/PC/FG Cover/4"PS/Float Tree/AFD | https://www.zoellerpumps.com/en-us/products/package-systems/basins | EA | 4350 |  | 53514408961 | 4 Weeks | 213 | LB | 90 | 40 | 48 | 1 Year | NO
33-2010 | Basin&Rail Asm/24X84/Sim/ZP/1.25"D@36"/Z-Rail/PC/St Ha Cover/4"PS/Flt Tree/AFD | Basin&Rail Asm/24X84/Sim/ZP/1.25"D@36"/Z-Rail/PC/St Ha Cover/4"PS/Flt Tree/AFD | https://www.zoellerpumps.com/en-us/products/package-systems/qls-series | EA | 5040 |  | 53514408978 | 4 Weeks | 258 | LB | 258 | 0 | 0 | 1 Year | NO
33-2011 | Basin&Rail Asm/24X84/Sim/ZP/1.25"D@36"/Z-Rail/PC/Al Ha Cover/4"PS/Flt Tree/AFD | Basin&Rail Asm/24X84/Sim/ZP/1.25"D@36"/Z-Rail/PC/Al Ha Cover/4"PS/Flt Tree/AFD | https://www.zoellerpumps.com/en-us/products/package-systems/qls-series | EA | 5500 |  | 53514408985 | 4 Weeks | 220 | LB | 220 | 0 | 0 | 1 Year | NO
33-2012 | Basin&Rail Asm/24X84/Sim/ZP/1.25"D@48"/Z-Rail/PC/FG Cover/4"PS/Flt Tree/AFD | Basin&Rail Asm/24X84/Sim/ZP/1.25"D@48"/Z-Rail/PC/FG Cover/4"PS/Flt Tree/AFD | https://www.zoellerpumps.com/en-us/products/package-systems/basins | EA | 4350 |  | 53514408992 | 4 Weeks | 213 | LB | 90 | 40 | 48 | 1 Year | NO
33-2013 | Basin&Rail Asm/24X84/Sim/ZP/1.25"D@48"/Z-Rail/PC/St Ha Cover/4"PS/Flt Tree/AFD | Basin&Rail Asm/24X84/Sim/ZP/1.25"D@48"/Z-Rail/PC/St Ha Cover/4"PS/Flt Tree/AFD | https://www.zoellerpumps.com/en-us/products/package-systems/qls-series | EA | 5040 |  | 53514409005 | 4 Weeks | 258 | LB | 258 | 0 | 0 | 1 Year | NO
33-2014 | Basin&Rail Asm/24X84/Sim/ZP/1.25"D@48"/Z-Rail/PC/Al Ha Cover/4"PS/Flt Tree/AFD | Basin&Rail Asm/24X84/Sim/ZP/1.25"D@48"/Z-Rail/PC/Al Ha Cover/4"PS/Flt Tree/AFD | https://www.zoellerpumps.com/en-us/products/package-systems/qls-series | EA | 5500 |  | 53514409012 | 4 Weeks | 220 | LB | 220 | 0 | 0 | 1 Year | NO
33-2015 | Basin&Rail Asm/24X96/Sim/ZP/1.25"D@36"/Z-Rail/PC/FG Cover/4"PS/Flt Tree/AFD | Basin&Rail Asm/24X96/Sim/ZP/1.25"D@36"/Z-Rail/PC/FG Cover/4"PS/Flt Tree/AFD | https://www.zoellerpumps.com/en-us/products/package-systems/basins | EA | 5740 |  | 53514409029 | 4 Weeks | 230 | LB | 40 | 42 | 106 | 1 Year | NO
33-2016 | Basin&Rail Asm/24X96/Sim/ZP/1.25"D@36"/Z-Rail/PC/St Ha Cover/4"PS/Flt Tree/AFD | Basin&Rail Asm/24X96/Sim/ZP/1.25"D@36"/Z-Rail/PC/St Ha Cover/4"PS/Flt Tree/AFD | https://www.zoellerpumps.com/en-us/products/package-systems/qls-series | EA | 6430 |  | 53514409036 | 4 Weeks | 275 | LB | 275 | 0 | 0 | 1 Year | NO
33-2017 | Basin&Rail Asm/24X96/Sim/ZP/1.25"D@36"/Z-Rail/PC/Al Ha Cover/4"PS/Flt Tree/AFD | Basin&Rail Asm/24X96/Sim/ZP/1.25"D@36"/Z-Rail/PC/Al Ha Cover/4"PS/Flt Tree/AFD | https://www.zoellerpumps.com/en-us/products/package-systems/qls-series | EA | 6890 |  | 53514409043 | 4 Weeks | 237 | LB | 237 | 0 | 0 | 1 Year | NO
33-2018 | Basin&Rail Asm/24X96/Sim/ZP/1.25"D@48"/Z-Rail/PC/FG Cover/4"PS/Flt Tree/AFD | Basin&Rail Asm/24X96/Sim/ZP/1.25"D@48"/Z-Rail/PC/FG Cover/4"PS/Flt Tree/AFD | https://www.zoellerpumps.com/en-us/products/package-systems/basins | EA | 5440 |  | 53514409050 | 4 Weeks | 230 | LB | 40 | 42 | 106 | 1 Year | NO
33-2019 | Basin&Rail Asm/24X96/Sim/ZP/1.25"D@48"/Z-Rail/PC/St Ha Cover/4"PS/Flt Tree/AFD | Basin&Rail Asm/24X96/Sim/ZP/1.25"D@48"/Z-Rail/PC/St Ha Cover/4"PS/Flt Tree/AFD | https://www.zoellerpumps.com/en-us/products/package-systems/qls-series | EA | 6430 |  | 53514409067 | 4 Weeks | 275 | LB | 275 | 0 | 0 | 1 Year | NO
33-2020 | Basin&Rail Asm/24X96/Sim/ZP/1.25"D@48"/Z-Rail/PC/Al Ha Cover/4"PS/Flt Tree/AFD | Basin&Rail Asm/24X96/Sim/ZP/1.25"D@48"/Z-Rail/PC/Al Ha Cover/4"PS/Flt Tree/AFD | https://www.zoellerpumps.com/en-us/products/package-systems/qls-series | EA | 6890 |  | 53514409074 | 4 Weeks | 237 | LB | 237 | 0 | 0 | 1 Year | NO
33-2021 | Basin&Rail Asm/24X108/Sim/ZP/1.25"D@48"/Z-Rail/PC/FG Cover/4"PS/Flt Tree/AFD | Basin&Rail Asm/24X108/Sim/ZP/1.25"D@48"/Z-Rail/PC/FG Cover/4"PS/Flt Tree/AFD | https://www.zoellerpumps.com/en-us/products/package-systems/basins | EA | 6020 |  | 53514409081 | 4 Weeks | 248 | LB | 40 | 42 | 118 | 1 Year | NO
33-2022 | Basin&Rail Asm/24X108/Sim/ZP/1.25"D@48"/Z-Rail/PC/St Ha Cover/4"PS/Flt Tree/AFD | Basin&Rail Asm/24X108/Sim/ZP/1.25"D@48"/Z-Rail/PC/St Ha Cover/4"PS/Flt Tree/AFD | https://www.zoellerpumps.com/en-us/products/package-systems/qls-series | EA | 6710 |  | 53514409098 | 4 Weeks | 295 | LB | 295 | 0 | 0 | 1 Year | NO
33-2023 | Basin&Rail Asm/24X108/Sim/ZP/1.25"D@48"/Z-Rail/PC/Al Ha Cover/4"PS/Flt Tree/AFD | Basin&Rail Asm/24X108/Sim/ZP/1.25"D@48"/Z-Rail/PC/Al Ha Cover/4"PS/Flt Tree/AFD | https://www.zoellerpumps.com/en-us/products/package-systems/qls-series | EA | 7170 |  | 53514409104 | 4 Weeks | 255 | LB | 255 | 0 | 0 | 1 Year | NO
33-2024 | Basin&Rail Asm/24X120/Sim/ZP/1.25"D@48"/Z-Rail/PC/FG Cover/4"PS/Flt Tree/AFD | Basin&Rail Asm/24X120/Sim/ZP/1.25"D@48"/Z-Rail/PC/FG Cover/4"PS/Flt Tree/AFD | https://www.zoellerpumps.com/en-us/products/package-systems/basins | EA | 6310 |  | 53514409111 | 4 Weeks | 260 | LB | 40 | 42 | 130 | 1 Year | NO
33-2025 | Basin&Rail Asm/24X120/Sim/ZP/1.25"D@48"/Z-Rail/PC/St Ha Cover/4"PS/Flt Tree/AFD | Basin&Rail Asm/24X120/Sim/ZP/1.25"D@48"/Z-Rail/PC/St Ha Cover/4"PS/Flt Tree/AFD | https://www.zoellerpumps.com/en-us/products/package-systems/qls-series | EA | 6670 |  | 53514409128 | 4 Weeks | 305 | LB | 305 | 0 | 0 | 1 Year | NO
33-2026 | Basin&Rail Asm/24X120/Sim/ZP/1.25"D@48"/Z-Rail/PC/Al Ha Cover/4"PS/Flt Tree/AFD | Basin&Rail Asm/24X120/Sim/ZP/1.25"D@48"/Z-Rail/PC/Al Ha Cover/4"PS/Flt Tree/AFD | https://www.zoellerpumps.com/en-us/products/package-systems/qls-series | EA | 7460 |  | 53514409135 | 4 Weeks | 267 | LB | 267 | 0 | 0 | 1 Year | NO
33-2027 | Basin&Rail Asm/30X48/Sim/ZP/1.25"D@18"/Z-Rail/PC/FG Cover/4"PS/Float Tree/AFD | Basin&Rail Asm/30X48/Sim/ZP/1.25"D@18"/Z-Rail/PC/FG Cover/4"PS/Float Tree/AFD | https://www.zoellerpumps.com/en-us/products/package-systems/basins | EA | 4460 |  | 53514409142 | 4 Weeks | 202 | LB | 54 | 40 | 48 | 1 Year | NO
33-2028 | Basin&Rail Asm/30X48/Sim/ZP/1.25"D@18"/Z-Rail/PC/St Ha Cover/4"PS/Float Tree/AFD | Basin&Rail Asm/30X48/Sim/ZP/1.25"D@18"/Z-Rail/PC/St Ha Cover/4"PS/Float Tree/AFD | https://www.zoellerpumps.com/en-us/products/package-systems/qls-series | EA | 5560 |  | 53514409159 | 4 Weeks | 262 | LB | 262 | 0 | 0 | 1 Year | NO
33-2029 | Basin&Rail Asm/30X48/Sim/ZP/1.25"D@18"/Z-Rail/PC/Al Ha Cover/4"PS/Float Tree/AFD | Basin&Rail Asm/30X48/Sim/ZP/1.25"D@18"/Z-Rail/PC/Al Ha Cover/4"PS/Float Tree/AFD | https://www.zoellerpumps.com/en-us/products/package-systems/qls-series | EA | 5960 |  | 53514409166 | 4 Weeks | 212 | LB | 212 | 0 | 0 | 1 Year | NO
33-2030 | Basin&Rail Asm/30X60/Sim/ZP/1.25"D@24"/Z-Rail/PC/FG Cover/4"PS/Float Tree/AFD | Basin&Rail Asm/30X60/Sim/ZP/1.25"D@24"/Z-Rail/PC/FG Cover/4"PS/Float Tree/AFD | https://www.zoellerpumps.com/en-us/products/package-systems/basins | EA | 4670 |  | 53514409173 | 4 Weeks | 222 | LB | 66 | 40 | 48 | 1 Year | NO
33-2031 | Basin&Rail Asm/30X60/Sim/ZP/1.25"D@24"/Z-Rail/PC/St Ha Cover/4"PS/Float Tree/AFD | Basin&Rail Asm/30X60/Sim/ZP/1.25"D@24"/Z-Rail/PC/St Ha Cover/4"PS/Float Tree/AFD | https://www.zoellerpumps.com/en-us/products/package-systems/qls-series | EA | 5760 |  | 53514409180 | 4 Weeks | 282 | LB | 282 | 0 | 0 | 1 Year | NO
33-2032 | Basin&Rail Asm/30X60/Sim/ZP/1.25"D@24"/Z-Rail/PC/Al Ha Cover/4"PS/Float Tree/AFD | Basin&Rail Asm/30X60/Sim/ZP/1.25"D@24"/Z-Rail/PC/Al Ha Cover/4"PS/Float Tree/AFD | https://www.zoellerpumps.com/en-us/products/package-systems/qls-series | EA | 6170 |  | 53514409197 | 4 Weeks | 232 | LB | 232 | 0 | 0 | 1 Year | NO
33-2033 | Basin&Rail Asm/30X72/Sim/ZP/1.25"D@30"/Z-Rail/PC/FG Cover/4"PS/Float Tree/AFD | Basin&Rail Asm/30X72/Sim/ZP/1.25"D@30"/Z-Rail/PC/FG Cover/4"PS/Float Tree/AFD | https://www.zoellerpumps.com/en-us/products/package-systems/basins | EA | 4880 |  | 53514409203 | 4 Weeks | 243 | LB | 78 | 40 | 48 | 1 Year | NO
33-2034 | Basin&Rail Asm/30X72/Sim/ZP/1.25"D@30"/Z-Rail/PC/St Ha Cover/4"PS/Float Tree/AFD | Basin&Rail Asm/30X72/Sim/ZP/1.25"D@30"/Z-Rail/PC/St Ha Cover/4"PS/Float Tree/AFD | https://www.zoellerpumps.com/en-us/products/package-systems/qls-series | EA | 5970 |  | 53514409210 | 4 Weeks | 303 | LB | 303 | 0 | 0 | 1 Year | NO
33-2035 | Basin&Rail Asm/30X72/Sim/ZP/1.25"D@30"/Z-Rail/PC/Al Ha Cover/4"PS/Float Tree/AFD | Basin&Rail Asm/30X72/Sim/ZP/1.25"D@30"/Z-Rail/PC/Al Ha Cover/4"PS/Float Tree/AFD | https://www.zoellerpumps.com/en-us/products/package-systems/qls-series | EA | 6370 |  | 53514409227 | 4 Weeks | 253 | LB | 253 | 0 | 0 | 1 Year | NO
33-2036 | Basin&Rail Asm/30X84/Sim/ZP/1.25"D@36"/Z-Rail/PC/FG Cover/4"PS/Float Tree/AFD | Basin&Rail Asm/30X84/Sim/ZP/1.25"D@36"/Z-Rail/PC/FG Cover/4"PS/Float Tree/AFD | https://www.zoellerpumps.com/en-us/products/package-systems/basins | EA | 5090 |  | 53514409234 | 4 Weeks | 300 | LB | 90 | 40 | 48 | 1 Year | NO
33-2037 | Basin&Rail Asm/30X84/Sim/ZP/1.25"D@36"/Z-Rail/PC/St Ha Cover/4"PS/Flt Tree/AFD | Basin&Rail Asm/30X84/Sim/ZP/1.25"D@36"/Z-Rail/PC/St Ha Cover/4"PS/Flt Tree/AFD | https://www.zoellerpumps.com/en-us/products/package-systems/qls-series | EA | 6180 |  | 53514409241 | 4 Weeks | 359 | LB | 359 | 0 | 0 | 1 Year | NO
33-2038 | Basin&Rail Asm/30X84/Sim/ZP/1.25"D@36"/Z-Rail/PC/Al Ha Cover/4"PS/Flt Tree/AFD | Basin&Rail Asm/30X84/Sim/ZP/1.25"D@36"/Z-Rail/PC/Al Ha Cover/4"PS/Flt Tree/AFD | https://www.zoellerpumps.com/en-us/products/package-systems/qls-series | EA | 6580 |  | 53514409258 | 4 Weeks | 309 | LB | 309 | 0 | 0 | 1 Year | NO
33-2039 | Basin&Rail Asm/30X84/Sim/ZP/1.25"D@48"/Z-Rail/PC/FG Cover/4"PS/Flt Tree/AFD | Basin&Rail Asm/30X84/Sim/ZP/1.25"D@48"/Z-Rail/PC/FG Cover/4"PS/Flt Tree/AFD | https://www.zoellerpumps.com/en-us/products/package-systems/basins | EA | 5090 |  | 53514409265 | 4 Weeks | 299 | LB | 90 | 40 | 48 | 1 Year | NO
33-2040 | Basin&Rail Asm/30X84/Sim/ZP/1.25"D@48"/Z-Rail/PC/St Ha Cover/4"PS/Flt Tree/AFD | Basin&Rail Asm/30X84/Sim/ZP/1.25"D@48"/Z-Rail/PC/St Ha Cover/4"PS/Flt Tree/AFD | https://www.zoellerpumps.com/en-us/products/package-systems/qls-series | EA | 6180 |  | 53514409272 | 4 Weeks | 359 | LB | 359 | 0 | 0 | 1 Year | NO
33-2041 | Basin&Rail Asm/30X84/Sim/ZP/1.25"D@48"/Z-Rail/PC/Al Ha Cover/4"PS/Flt Tree/AFD | Basin&Rail Asm/30X84/Sim/ZP/1.25"D@48"/Z-Rail/PC/Al Ha Cover/4"PS/Flt Tree/AFD | https://www.zoellerpumps.com/en-us/products/package-systems/qls-series | EA | 6580 |  | 53514409289 | 4 Weeks | 309 | LB | 309 | 0 | 0 | 1 Year | NO
33-2042 | Basin&Rail Asm/30X96/Sim/ZP/1.25"D@36"/Z-Rail/PC/FG Cover/4"PS/Flt Tree/AFD | Basin&Rail Asm/30X96/Sim/ZP/1.25"D@36"/Z-Rail/PC/FG Cover/4"PS/Flt Tree/AFD | https://www.zoellerpumps.com/en-us/products/package-systems/basins | EA | 6630 |  | 53514409296 | 4 Weeks | 314 | LB | 45 | 42 | 106 | 1 Year | NO
33-2043 | Basin&Rail Asm/30X96/Sim/ZP/1.25"D@36"/Z-Rail/PC/St Ha Cover/4"PS/Flt Tree/AFD | Basin&Rail Asm/30X96/Sim/ZP/1.25"D@36"/Z-Rail/PC/St Ha Cover/4"PS/Flt Tree/AFD | https://www.zoellerpumps.com/en-us/products/package-systems/qls-series | EA | 7720 |  | 53514409302 | 4 Weeks | 374 | LB | 374 | 0 | 0 | 1 Year | NO
33-2044 | Basin&Rail Asm/30X96/Sim/ZP/1.25"D@36"/Z-Rail/PC/Al Ha Cover/4"PS/Flt Tree/AFD | Basin&Rail Asm/30X96/Sim/ZP/1.25"D@36"/Z-Rail/PC/Al Ha Cover/4"PS/Flt Tree/AFD | https://www.zoellerpumps.com/en-us/products/package-systems/qls-series | EA | 8119 |  | 53514409319 | 4 Weeks | 324 | LB | 324 | 0 | 0 | 1 Year | NO
33-2045 | Basin&Rail Asm/30X96/Sim/ZP/1.25"D@48"/Z-Rail/PC/FG Cover/4"PS/Flt Tree/AFD | Basin&Rail Asm/30X96/Sim/ZP/1.25"D@48"/Z-Rail/PC/FG Cover/4"PS/Flt Tree/AFD | https://www.zoellerpumps.com/en-us/products/package-systems/basins | EA | 6210 |  | 53514409326 | 4 Weeks | 314 | LB | 45 | 42 | 106 | 1 Year | NO
33-2046 | Basin&Rail Asm/30X96/Sim/ZP/1.25"D@48"/Z-Rail/PC/St Ha Cover/4"PS/Flt Tree/AFD | Basin&Rail Asm/30X96/Sim/ZP/1.25"D@48"/Z-Rail/PC/St Ha Cover/4"PS/Flt Tree/AFD | https://www.zoellerpumps.com/en-us/products/package-systems/qls-series | EA | 7720 |  | 53514409333 | 4 Weeks | 374 | LB | 374 | 0 | 0 | 1 Year | NO
33-2047 | Basin&Rail Asm/30X96/Sim/ZP/1.25"D@48"/Z-Rail/PC/Al Ha Cover/4"PS/Flt Tree/AFD | Basin&Rail Asm/30X96/Sim/ZP/1.25"D@48"/Z-Rail/PC/Al Ha Cover/4"PS/Flt Tree/AFD | https://www.zoellerpumps.com/en-us/products/package-systems/qls-series | EA | 8119 |  | 53514409340 | 4 Weeks | 324 | LB | 324 | 0 | 0 | 1 Year | NO
33-2048 | Basin&Rail Asm/30X108/Sim/ZP/1.25"D@48"/Z-Rail/PC/FG Cover/4"PS/Flt Tree/AFD | Basin&Rail Asm/30X108/Sim/ZP/1.25"D@48"/Z-Rail/PC/FG Cover/4"PS/Flt Tree/AFD | https://www.zoellerpumps.com/en-us/products/package-systems/basins | EA | 7000 |  | 53514409357 | 4 Weeks | 329 | LB | 45 | 42 | 118 | 1 Year | NO
33-2049 | Basin&Rail Asm/30X108/Sim/ZP/1.25"D@48"/Z-Rail/PC/St Ha Cover/4"PS/Flt Tree/AFD | Basin&Rail Asm/30X108/Sim/ZP/1.25"D@48"/Z-Rail/PC/St Ha Cover/4"PS/Flt Tree/AFD | https://www.zoellerpumps.com/en-us/products/package-systems/qls-series | EA | 8090 |  | 53514409364 | 4 Weeks | 389 | LB | 389 | 0 | 0 | 1 Year | NO
33-2050 | Basin&Rail Asm/30X108/Sim/ZP/1.25"D@48"/Z-Rail/PC/Al Ha Cover/4"PS/Flt Tree/AFD | Basin&Rail Asm/30X108/Sim/ZP/1.25"D@48"/Z-Rail/PC/Al Ha Cover/4"PS/Flt Tree/AFD | https://www.zoellerpumps.com/en-us/products/package-systems/qls-series | EA | 8490 |  | 53514409371 | 4 Weeks | 305 | LB | 305 | 0 | 0 | 1 Year | NO
33-2051 | Basin&Rail Asm/30X120/Sim/ZP/1.25"D@48"/Z-Rail/PC/FG Cover/4"PS/Flt Tree/AFD | Basin&Rail Asm/30X120/Sim/ZP/1.25"D@48"/Z-Rail/PC/FG Cover/4"PS/Flt Tree/AFD | https://www.zoellerpumps.com/en-us/products/package-systems/basins | EA | 7360 |  | 53514409388 | 4 Weeks | 345 | LB | 45 | 42 | 130 | 1 Year | NO
33-2052 | Basin&Rail Asm/30X120/Sim/ZP/1.25"D@48"/Z-Rail/PC/St Ha Cover/4"PS/Flt Tree/AFD | Basin&Rail Asm/30X120/Sim/ZP/1.25"D@48"/Z-Rail/PC/St Ha Cover/4"PS/Flt Tree/AFD | https://www.zoellerpumps.com/en-us/products/package-systems/qls-series | EA | 8460 |  | 53514409395 | 4 Weeks | 405 | LB | 405 | 0 | 0 | 1 Year | NO
33-2053 | Basin&Rail Asm/30X120/Sim/ZP/1.25"D@48"/Z-Rail/PC/Al Ha Cover/4"PS/Flt Tree/AFD | Basin&Rail Asm/30X120/Sim/ZP/1.25"D@48"/Z-Rail/PC/Al Ha Cover/4"PS/Flt Tree/AFD | https://www.zoellerpumps.com/en-us/products/package-systems/qls-series | EA | 8855 |  | 53514409401 | 4 Weeks | 355 | LB | 355 | 0 | 0 | 1 Year | NO
33-2054 | Basin&Rail Asm/24X48/Sim/ZP/1.25-2"D@15"/Z-Rail/FG Cover/4"PS/Flt Tree/AFD | Basin&Rail Asm/24X48/Sim/ZP/1.25-2"D@15"/Z-Rail/FG Cover/4"PS/Flt Tree/AFD | https://www.zoellerpumps.com/en-us/products/package-systems/basins | EA | 4260 |  | 53514409418 | 4 Weeks | 180 | LB | 54 | 40 | 48 | 1 Year | NO
33-2055 | Basin&Rail Asm/24X48/Sim/ZP/1.25-2"D@15"/Z-Rail/St Ha Cover/4"PS/Flt Tree/AFD | Basin&Rail Asm/24X48/Sim/ZP/1.25-2"D@15"/Z-Rail/St Ha Cover/4"PS/Flt Tree/AFD | https://www.zoellerpumps.com/en-us/products/package-systems/qls-series | EA | 4950 |  | 53514409425 | 4 Weeks | 225 | LB | 225 | 0 | 0 | 1 Year | NO
33-2056 | Basin&Rail Asm/24X48/Sim/ZP/1.25-2"D@15"/Z-Rail/Al Ha Cover/4"PS/Flt Tree/AFD | Basin&Rail Asm/24X48/Sim/ZP/1.25-2"D@15"/Z-Rail/Al Ha Cover/4"PS/Flt Tree/AFD | https://www.zoellerpumps.com/en-us/products/package-systems/qls-series | EA | 5410 |  | 53514409432 | 4 Weeks | 187 | LB | 187 | 0 | 0 | 1 Year | NO
33-2057 | Basin&Rail Asm/24X60/Sim/ZP/1.25-2"D@24"/Z-Rail/FG Cover/4"PS/Flt Tree/AFD | Basin&Rail Asm/24X60/Sim/ZP/1.25-2"D@24"/Z-Rail/FG Cover/4"PS/Flt Tree/AFD | https://www.zoellerpumps.com/en-us/products/package-systems/basins | EA | 4380 |  | 53514409449 | 4 Weeks | 187 | LB | 66 | 40 | 48 | 1 Year | NO
33-2058 | Basin&Rail Asm/24X60/Sim/ZP/1.25-2"D@24"/Z-Rail/St Ha Cover/4"PS/Flt Tree/AFD | Basin&Rail Asm/24X60/Sim/ZP/1.25-2"D@24"/Z-Rail/St Ha Cover/4"PS/Flt Tree/AFD | https://www.zoellerpumps.com/en-us/products/package-systems/qls-series | EA | 5070 |  | 53514409456 | 4 Weeks | 234 | LB | 234 | 0 | 0 | 1 Year | NO
33-2059 | Basin&Rail Asm/24X60/Sim/ZP/1.25-2"D@24"/Z-Rail/Al Ha Cover/4"PS/Flt Tree/AFD | Basin&Rail Asm/24X60/Sim/ZP/1.25-2"D@24"/Z-Rail/Al Ha Cover/4"PS/Flt Tree/AFD | https://www.zoellerpumps.com/en-us/products/package-systems/qls-series | EA | 5530 |  | 53514409463 | 4 Weeks | 196 | LB | 196 | 0 | 0 | 1 Year | NO
33-2060 | Basin&Rail Asm/24X72/Sim/ZP/1.25-2"D@30"/Z-Rail/FG Cover/4"PS/Flt Tree/AFD | Basin&Rail Asm/24X72/Sim/ZP/1.25-2"D@30"/Z-Rail/FG Cover/4"PS/Flt Tree/AFD | https://www.zoellerpumps.com/en-us/products/package-systems/basins | EA | 4510 |  | 53514409470 | 4 Weeks | 192 | LB | 78 | 40 | 48 | 1 Year | NO
33-2061 | Basin&Rail Asm/24X72/Sim/ZP/1.25-2"D@30"/Z-Rail/St Ha Cover/4"PS/Flt Tree/AFD | Basin&Rail Asm/24X72/Sim/ZP/1.25-2"D@30"/Z-Rail/St Ha Cover/4"PS/Flt Tree/AFD | https://www.zoellerpumps.com/en-us/products/package-systems/qls-series | EA | 5200 |  | 53514409487 | 4 Weeks | 245 | LB | 245 | 0 | 0 | 1 Year | NO
33-2062 | Basin&Rail Asm/24X72/Sim/ZP/1.25-2"D@30"/Z-Rail/Al Ha Cover/4"PS/Flt Tree/AFD | Basin&Rail Asm/24X72/Sim/ZP/1.25-2"D@30"/Z-Rail/Al Ha Cover/4"PS/Flt Tree/AFD | https://www.zoellerpumps.com/en-us/products/package-systems/qls-series | EA | 5660 |  | 53514409494 | 4 Weeks | 199 | LB | 199 | 0 | 0 | 1 Year | NO
33-2063 | Basin&Rail Asm/24X84/Sim/ZP/1.25-2"D@36"/Z-Rail/FG Cover/4"PS/Flt Tree/AFD | Basin&Rail Asm/24X84/Sim/ZP/1.25-2"D@36"/Z-Rail/FG Cover/4"PS/Flt Tree/AFD | https://www.zoellerpumps.com/en-us/products/package-systems/basins | EA | 4640 |  | 53514409500 | 4 Weeks | 213 | LB | 90 | 40 | 48 | 1 Year | NO
33-2064 | Basin&Rail Asm/24X84/Sim/ZP/1.25-2"D@36"/Z-Rail/St Ha Cover/4"PS/Flt Tree/AFD | Basin&Rail Asm/24X84/Sim/ZP/1.25-2"D@36"/Z-Rail/St Ha Cover/4"PS/Flt Tree/AFD | https://www.zoellerpumps.com/en-us/products/package-systems/qls-series | EA | 5330 |  | 53514409517 | 4 Weeks | 258 | LB | 258 | 0 | 0 | 1 Year | NO
33-2065 | Basin&Rail Asm/24X84/Sim/ZP/1.25-2"D@36"/Z-Rail/Al Ha Cover/4"PS/Flt Tree/AFD | Basin&Rail Asm/24X84/Sim/ZP/1.25-2"D@36"/Z-Rail/Al Ha Cover/4"PS/Flt Tree/AFD | https://www.zoellerpumps.com/en-us/products/package-systems/qls-series | EA | 5790 |  | 53514409524 | 4 Weeks | 220 | LB | 220 | 0 | 0 | 1 Year | NO
33-2066 | Basin&Rail Asm/24X84/Sim/ZP/1.25-2"D@48"/Z-Rail/FG Cover/4"PS/Flt Tree/AFD | Basin&Rail Asm/24X84/Sim/ZP/1.25-2"D@48"/Z-Rail/FG Cover/4"PS/Flt Tree/AFD | https://www.zoellerpumps.com/en-us/products/package-systems/basins | EA | 4640 |  | 53514409531 | 4 Weeks | 213 | LB | 90 | 40 | 48 | 1 Year | NO
33-2067 | Basin&Rail Asm/24X84/Sim/ZP/1.25-2"D@48"/Z-Rail/St Ha Cover/4"PS/Flt Tree/AFD | Basin&Rail Asm/24X84/Sim/ZP/1.25-2"D@48"/Z-Rail/St Ha Cover/4"PS/Flt Tree/AFD | https://www.zoellerpumps.com/en-us/products/package-systems/qls-series | EA | 5330 |  | 53514409548 | 4 Weeks | 258 | LB | 258 | 0 | 0 | 1 Year | NO
33-2068 | Basin&Rail Asm/24X84/Sim/ZP/1.25-2"D@48"/Z-Rail/Al Ha Cover/4"PS/Flt Tree/AFD | Basin&Rail Asm/24X84/Sim/ZP/1.25-2"D@48"/Z-Rail/Al Ha Cover/4"PS/Flt Tree/AFD | https://www.zoellerpumps.com/en-us/products/package-systems/qls-series | EA | 5790 |  | 53514409555 | 4 Weeks | 220 | LB | 220 | 0 | 0 | 1 Year | NO
33-2069 | Basin&Rail Asm/24X96/Sim/ZP/1.25-2"D@36"/Z-Rail/FG Cover/4"PS/Flt Tree/AFD | Basin&Rail Asm/24X96/Sim/ZP/1.25-2"D@36"/Z-Rail/FG Cover/4"PS/Flt Tree/AFD | https://www.zoellerpumps.com/en-us/products/package-systems/basins | EA | 5910 |  | 53514409562 | 4 Weeks | 230 | LB | 40 | 42 | 106 | 1 Year | NO
33-2070 | Basin&Rail Asm/24X96/Sim/ZP/1.25-2"D@36"/Z-Rail/St Ha Cover/4"PS/Flt Tree/AFD | Basin&Rail Asm/24X96/Sim/ZP/1.25-2"D@36"/Z-Rail/St Ha Cover/4"PS/Flt Tree/AFD | https://www.zoellerpumps.com/en-us/products/package-systems/qls-series | EA | 6600 |  | 53514409579 | 4 Weeks | 275 | LB | 275 | 0 | 0 | 1 Year | NO
33-2071 | Basin&Rail Asm/24X96/Sim/ZP/1.25-2"D@36"/Z-Rail/Al Ha Cover/4"PS/Flt Tree/AFD | Basin&Rail Asm/24X96/Sim/ZP/1.25-2"D@36"/Z-Rail/Al Ha Cover/4"PS/Flt Tree/AFD | https://www.zoellerpumps.com/en-us/products/package-systems/qls-series | EA | 7060 |  | 53514409586 | 4 Weeks | 237 | LB | 237 | 0 | 0 | 1 Year | NO
33-2072 | Basin&Rail Asm/24X96/Sim/ZP/1.25-2"D@48"/Z-Rail/FG Cover/4"PS/Flt Tree/AFD | Basin&Rail Asm/24X96/Sim/ZP/1.25-2"D@48"/Z-Rail/FG Cover/4"PS/Flt Tree/AFD | https://www.zoellerpumps.com/en-us/products/package-systems/basins | EA | 5200 |  | 53514409593 | 4 Weeks | 230 | LB | 40 | 42 | 106 | 1 Year | NO
33-2073 | Basin&Rail Asm/24X96/Sim/ZP/1.25-2"D@48"/Z-Rail/St Ha Cover/4"PS/Flt Tree/AFD | Basin&Rail Asm/24X96/Sim/ZP/1.25-2"D@48"/Z-Rail/St Ha Cover/4"PS/Flt Tree/AFD | https://www.zoellerpumps.com/en-us/products/package-systems/qls-series | EA | 6600 |  | 53514409609 | 4 Weeks | 275 | LB | 275 | 0 | 0 | 1 Year | NO
33-2074 | Basin&Rail Asm/24X96/Sim/ZP/1.25-2"D@48"/Z-Rail/Al Ha Cover/4"PS/Flt Tree/AFD | Basin&Rail Asm/24X96/Sim/ZP/1.25-2"D@48"/Z-Rail/Al Ha Cover/4"PS/Flt Tree/AFD | https://www.zoellerpumps.com/en-us/products/package-systems/qls-series | EA | 7060 |  | 53514409616 | 4 Weeks | 237 | LB | 237 | 0 | 0 | 1 Year | NO
33-2075 | Basin&Rail Asm/24X108/Sim/ZP/1.25-2"D@48"/Z-Rail/FG Cover/4"PS/Flt Tree/AFD | Basin&Rail Asm/24X108/Sim/ZP/1.25-2"D@48"/Z-Rail/FG Cover/4"PS/Flt Tree/AFD | https://www.zoellerpumps.com/en-us/products/package-systems/basins | EA | 6200 |  | 53514409623 | 4 Weeks | 248 | LB | 40 | 42 | 118 | 1 Year | NO
33-2076 | Basin&Rail Asm/24X108/Sim/ZP/1.25-2"D@48"/Z-Rail/St Ha Cover/4"PS/Flt Tree/AFD | Basin&Rail Asm/24X108/Sim/ZP/1.25-2"D@48"/Z-Rail/St Ha Cover/4"PS/Flt Tree/AFD | https://www.zoellerpumps.com/en-us/products/package-systems/qls-series | EA | 6890 |  | 53514409630 | 4 Weeks | 295 | LB | 295 | 0 | 0 | 1 Year | NO
33-2077 | Basin&Rail Asm/24X108/Sim/ZP/1.25-2"D@48"/Z-Rail/Al Ha Cover/4"PS/Flt Tree/AFD | Basin&Rail Asm/24X108/Sim/ZP/1.25-2"D@48"/Z-Rail/Al Ha Cover/4"PS/Flt Tree/AFD | https://www.zoellerpumps.com/en-us/products/package-systems/qls-series | EA | 7350 |  | 53514409647 | 4 Weeks | 255 | LB | 255 | 0 | 0 | 1 Year | NO
33-2078 | Basin&Rail Asm/24X120/Sim/ZP/1.25-2"D@48"/Z-Rail/FG Cover/4"PS/Flt Tree/AFD | Basin&Rail Asm/24X120/Sim/ZP/1.25-2"D@48"/Z-Rail/FG Cover/4"PS/Flt Tree/AFD | https://www.zoellerpumps.com/en-us/products/package-systems/basins | EA | 6480 |  | 53514409654 | 4 Weeks | 260 | LB | 40 | 42 | 130 | 1 Year | NO
33-2079 | Basin&Rail Asm/24X120/Sim/ZP/1.25-2"D@48"/Z-Rail/St Ha Cover/4"PS/Flt Tree/AFD | Basin&Rail Asm/24X120/Sim/ZP/1.25-2"D@48"/Z-Rail/St Ha Cover/4"PS/Flt Tree/AFD | https://www.zoellerpumps.com/en-us/products/package-systems/qls-series | EA | 7170 |  | 53514409661 | 4 Weeks | 305 | LB | 305 | 0 | 0 | 1 Year | NO
33-2080 | Basin&Rail Asm/24X120/Sim/ZP/1.25-2"D@48"/Z-Rail/Al Ha Cover/4"PS/Flt Tree/AFD | Basin&Rail Asm/24X120/Sim/ZP/1.25-2"D@48"/Z-Rail/Al Ha Cover/4"PS/Flt Tree/AFD | https://www.zoellerpumps.com/en-us/products/package-systems/qls-series | EA | 7630 |  | 53514409678 | 4 Weeks | 267 | LB | 267 | 0 | 0 | 1 Year | NO
33-2081 | Basin&Rail Asm/30X48/Sim/ZP/1.25-2"D@15"/Z-Rail/FG Cover/4"PS/Float Tree/AFD | Basin&Rail Asm/30X48/Sim/ZP/1.25-2"D@15"/Z-Rail/FG Cover/4"PS/Float Tree/AFD | https://www.zoellerpumps.com/en-us/products/package-systems/basins | EA | 4670 |  | 53514409685 | 4 Weeks | 202 | LB | 54 | 40 | 48 | 1 Year | NO
33-2082 | Basin&Rail Asm/30X48/Sim/ZP/1.25-2"D@15"/Z-Rail/St Ha Cover/4"PS/Float Tree/AFD | Basin&Rail Asm/30X48/Sim/ZP/1.25-2"D@15"/Z-Rail/St Ha Cover/4"PS/Float Tree/AFD | https://www.zoellerpumps.com/en-us/products/package-systems/qls-series | EA | 5770 |  | 53514409692 | 4 Weeks | 262 | LB | 262 | 0 | 0 | 1 Year | NO
33-2083 | Basin&Rail Asm/30X48/Sim/ZP/1.25-2"D@15"/Z-Rail/Al Ha Cover/4"PS/Float Tree/AFD | Basin&Rail Asm/30X48/Sim/ZP/1.25-2"D@15"/Z-Rail/Al Ha Cover/4"PS/Float Tree/AFD | https://www.zoellerpumps.com/en-us/products/package-systems/qls-series | EA | 6170 |  | 53514409708 | 4 Weeks | 212 | LB | 212 | 0 | 0 | 1 Year | NO
33-2084 | Basin&Rail Asm/30X60/Sim/ZP/1.25-2"D@24"/Z-Rail/FG Cover/4"PS/Float Tree/AFD | Basin&Rail Asm/30X60/Sim/ZP/1.25-2"D@24"/Z-Rail/FG Cover/4"PS/Float Tree/AFD | https://www.zoellerpumps.com/en-us/products/package-systems/basins | EA | 4880 |  | 53514409715 | 4 Weeks | 222 | LB | 66 | 40 | 48 | 1 Year | NO
33-2085 | Basin&Rail Asm/30X60/Sim/ZP/1.25-2"D@24"/Z-Rail/St Ha Cover/4"PS/Float Tree/AFD | Basin&Rail Asm/30X60/Sim/ZP/1.25-2"D@24"/Z-Rail/St Ha Cover/4"PS/Float Tree/AFD | https://www.zoellerpumps.com/en-us/products/package-systems/qls-series | EA | 5970 |  | 53514409722 | 4 Weeks | 282 | LB | 282 | 0 | 0 | 1 Year | NO
33-2086 | Basin&Rail Asm/30X60/Sim/ZP/1.25-2"D@24"/Z-Rail/Al Ha Cover/4"PS/Float Tree/AFD | Basin&Rail Asm/30X60/Sim/ZP/1.25-2"D@24"/Z-Rail/Al Ha Cover/4"PS/Float Tree/AFD | https://www.zoellerpumps.com/en-us/products/package-systems/qls-series | EA | 6370 |  | 53514409739 | 4 Weeks | 232 | LB | 232 | 0 | 0 | 1 Year | NO
33-2087 | Basin&Rail Asm/30X72/Sim/ZP/1.25-2"D@30"/Z-Rail/FG Cover/4"PS/Float Tree/AFD | Basin&Rail Asm/30X72/Sim/ZP/1.25-2"D@30"/Z-Rail/FG Cover/4"PS/Float Tree/AFD | https://www.zoellerpumps.com/en-us/products/package-systems/basins | EA | 5090 |  | 53514409746 | 4 Weeks | 243 | LB | 78 | 40 | 48 | 1 Year | NO
33-2088 | Basin&Rail Asm/30X72/Sim/ZP/1.25-2"D@30"/Z-Rail/St Ha Cover/4"PS/Float Tree/AFD | Basin&Rail Asm/30X72/Sim/ZP/1.25-2"D@30"/Z-Rail/St Ha Cover/4"PS/Float Tree/AFD | https://www.zoellerpumps.com/en-us/products/package-systems/qls-series | EA | 6180 |  | 53514409753 | 4 Weeks | 303 | LB | 303 | 0 | 0 | 1 Year | NO
33-2089 | Basin&Rail Asm/30X72/Sim/ZP/1.25-2"D@30"/Z-Rail/Al Ha Cover/4"PS/Float Tree/AFD | Basin&Rail Asm/30X72/Sim/ZP/1.25-2"D@30"/Z-Rail/Al Ha Cover/4"PS/Float Tree/AFD | https://www.zoellerpumps.com/en-us/products/package-systems/qls-series | EA | 6580 |  | 53514409760 | 4 Weeks | 253 | LB | 253 | 0 | 0 | 1 Year | NO
33-2090 | Basin&Rail Asm/30X84/Sim/ZP/1.25-2"D@36"/Z-Rail/FG Cover/4"PS/Float Tree/AFD | Basin&Rail Asm/30X84/Sim/ZP/1.25-2"D@36"/Z-Rail/FG Cover/4"PS/Float Tree/AFD | https://www.zoellerpumps.com/en-us/products/package-systems/basins | EA | 5290 |  | 53514409777 | 4 Weeks | 300 | LB | 90 | 40 | 48 | 1 Year | NO
33-2091 | Basin&Rail Asm/30X84/Sim/ZP/1.25-2"D@36"/Z-Rail/St Ha Cover/4"PS/Float Tree/AFD | Basin&Rail Asm/30X84/Sim/ZP/1.25-2"D@36"/Z-Rail/St Ha Cover/4"PS/Float Tree/AFD | https://www.zoellerpumps.com/en-us/products/package-systems/qls-series | EA | 6390 |  | 53514409784 | 4 Weeks | 359 | LB | 359 | 0 | 0 | 1 Year | NO
33-2092 | Basin&Rail Asm/30X84/Sim/ZP/1.25-2"D@36"/Z-Rail/Al Ha Cover/4"PS/Float Tree/AFD | Basin&Rail Asm/30X84/Sim/ZP/1.25-2"D@36"/Z-Rail/Al Ha Cover/4"PS/Float Tree/AFD | https://www.zoellerpumps.com/en-us/products/package-systems/qls-series | EA | 6790 |  | 53514409791 | 4 Weeks | 309 | LB | 309 | 0 | 0 | 1 Year | NO
33-2093 | Basin&Rail Asm/30X84/Sim/ZP/1.25-2"D@48"/Z-Rail/FG Cover/4"PS/Float Tree/AFD | Basin&Rail Asm/30X84/Sim/ZP/1.25-2"D@48"/Z-Rail/FG Cover/4"PS/Float Tree/AFD | https://www.zoellerpumps.com/en-us/products/package-systems/basins | EA | 5290 |  | 53514409807 | 4 Weeks | 300 | LB | 90 | 40 | 48 | 1 Year | NO
33-2094 | Basin&Rail Asm/30X84/Sim/ZP/1.25-2"D@48"/Z-Rail/St Ha Cover/4"PS/Float Tree/AFD | Basin&Rail Asm/30X84/Sim/ZP/1.25-2"D@48"/Z-Rail/St Ha Cover/4"PS/Float Tree/AFD | https://www.zoellerpumps.com/en-us/products/package-systems/qls-series | EA | 6390 |  | 53514409814 | 4 Weeks | 359 | LB | 359 | 0 | 0 | 1 Year | NO
33-2095 | Basin&Rail Asm/30X84/Sim/ZP/1.25-2"D@48"/Z-Rail/Al Ha Cover/4"PS/Float Tree/AFD | Basin&Rail Asm/30X84/Sim/ZP/1.25-2"D@48"/Z-Rail/Al Ha Cover/4"PS/Float Tree/AFD | https://www.zoellerpumps.com/en-us/products/package-systems/qls-series | EA | 6790 |  | 53514409821 | 4 Weeks | 309 | LB | 309 | 0 | 0 | 1 Year | NO
33-2096 | Basin&Rail Asm/30X96/Sim/ZP/1.25-2"D@36"/Z-Rail/FG Cover/4"PS/Float Tree/AFD | Basin&Rail Asm/30X96/Sim/ZP/1.25-2"D@36"/Z-Rail/FG Cover/4"PS/Float Tree/AFD | https://www.zoellerpumps.com/en-us/products/package-systems/basins | EA | 6820 |  | 53514409838 | 4 Weeks | 314 | LB | 45 | 42 | 106 | 1 Year | NO
33-2097 | Basin&Rail Asm/30X96/Sim/ZP/1.25-2"D@36"/Z-Rail/St Ha Cover/4"PS/Float Tree/AFD | Basin&Rail Asm/30X96/Sim/ZP/1.25-2"D@36"/Z-Rail/St Ha Cover/4"PS/Float Tree/AFD | https://www.zoellerpumps.com/en-us/products/package-systems/qls-series | EA | 7910 |  | 53514409845 | 4 Weeks | 374 | LB | 374 | 0 | 0 | 1 Year | NO
33-2098 | Basin&Rail Asm/30X96/Sim/ZP/1.25-2"D@36"/Z-Rail/Al Ha Cover/4"PS/Float Tree/AFD | Basin&Rail Asm/30X96/Sim/ZP/1.25-2"D@36"/Z-Rail/Al Ha Cover/4"PS/Float Tree/AFD | https://www.zoellerpumps.com/en-us/products/package-systems/qls-series | EA | 8310 |  | 53514409852 | 4 Weeks | 324 | LB | 324 | 0 | 0 | 1 Year | NO
33-2099 | Basin&Rail Asm/30X96/Sim/ZP/1.25-2"D@48"/Z-Rail/FG Cover/4"PS/Float Tree/AFD | Basin&Rail Asm/30X96/Sim/ZP/1.25-2"D@48"/Z-Rail/FG Cover/4"PS/Float Tree/AFD | https://www.zoellerpumps.com/en-us/products/package-systems/basins | EA | 5970 |  | 53514409869 | 4 Weeks | 314 | LB | 45 | 42 | 106 | 1 Year | NO
33-2100 | Basin&Rail Asm/30X96/Sim/ZP/1.25-2"D@48"/Z-Rail/St Ha Cover/4"PS/Float Tree/AFD | Basin&Rail Asm/30X96/Sim/ZP/1.25-2"D@48"/Z-Rail/St Ha Cover/4"PS/Float Tree/AFD | https://www.zoellerpumps.com/en-us/products/package-systems/qls-series | EA | 7910 |  | 53514409876 | 4 Weeks | 374 | LB | 374 | 0 | 0 | 1 Year | NO
33-2101 | Basin&Rail Asm/30X96/Sim/ZP/1.25-2"D@48"/Z-Rail/Al Ha Cover/4"PS/Float Tree/AFD | Basin&Rail Asm/30X96/Sim/ZP/1.25-2"D@48"/Z-Rail/Al Ha Cover/4"PS/Float Tree/AFD | https://www.zoellerpumps.com/en-us/products/package-systems/qls-series | EA | 8310 |  | 53514409883 | 4 Weeks | 324 | LB | 324 | 0 | 0 | 1 Year | NO
33-2102 | Basin&Rail Asm/30X108/Sim/ZP/1.25-2"D@48"/Z-Rail/FG Cover/4"PS/Float Tree/AFD | Basin&Rail Asm/30X108/Sim/ZP/1.25-2"D@48"/Z-Rail/FG Cover/4"PS/Float Tree/AFD | https://www.zoellerpumps.com/en-us/products/package-systems/basins | EA | 7020 |  | 53514409890 | 4 Weeks | 329 | LB | 45 | 42 | 118 | 1 Year | NO
33-2103 | Basin&Rail Asm/30X108/Sim/ZP/1.25-2"D@48"/Z-Rail/St Ha Cover/4"PS/Float Tree/AFD | Basin&Rail Asm/30X108/Sim/ZP/1.25-2"D@48"/Z-Rail/St Ha Cover/4"PS/Float Tree/AFD | https://www.zoellerpumps.com/en-us/products/package-systems/qls-series | EA | 8120 |  | 53514409906 | 4 Weeks | 389 | LB | 389 | 0 | 0 | 1 Year | NO
33-2104 | Basin&Rail Asm/30X108/Sim/ZP/1.25-2"D@48"/Z-Rail/Al Ha Cover/4"PS/Float Tree/AFD | Basin&Rail Asm/30X108/Sim/ZP/1.25-2"D@48"/Z-Rail/Al Ha Cover/4"PS/Float Tree/AFD | https://www.zoellerpumps.com/en-us/products/package-systems/qls-series | EA | 8520 |  | 53514409913 | 4 Weeks | 305 | LB | 305 | 0 | 0 | 1 Year | NO
33-2105 | Basin&Rail Asm/30X120/Sim/ZP/1.25-2"D@48"/Z-Rail/FG Cover/4"PS/Float Tree/AFD | Basin&Rail Asm/30X120/Sim/ZP/1.25-2"D@48"/Z-Rail/FG Cover/4"PS/Float Tree/AFD | https://www.zoellerpumps.com/en-us/products/package-systems/basins | EA | 7230 |  | 53514409920 | 4 Weeks | 345 | LB | 45 | 42 | 130 | 1 Year | NO
33-2106 | Basin&Rail Asm/30X120/Sim/ZP/1.25-2"D@48"/Z-Rail/St Ha Cover/4"PS/Float Tree/AFD | Basin&Rail Asm/30X120/Sim/ZP/1.25-2"D@48"/Z-Rail/St Ha Cover/4"PS/Float Tree/AFD | https://www.zoellerpumps.com/en-us/products/package-systems/qls-series | EA | 8320 |  | 53514409937 | 4 Weeks | 405 | LB | 405 | 0 | 0 | 1 Year | NO
33-2107 | Basin&Rail Asm/30X120/Sim/ZP/1.25-2"D@48"/Z-Rail/Al Ha Cover/4"PS/Float Tree/AFD | Basin&Rail Asm/30X120/Sim/ZP/1.25-2"D@48"/Z-Rail/Al Ha Cover/4"PS/Float Tree/AFD | https://www.zoellerpumps.com/en-us/products/package-systems/qls-series | EA | 8730 |  | 53514409944 | 4 Weeks | 355 | LB | 355 | 0 | 0 | 1 Year | NO
33-2108 | Basin&Rail Asm/36X48/Dup/ZP/1.25-2"D@19"/Z-Rail/FG Cover/4"PS/Float Tree/AFD | Basin&Rail Asm/36X48/Dup/ZP/1.25-2"D@19"/Z-Rail/FG Cover/4"PS/Float Tree/AFD | https://www.zoellerpumps.com/en-us/products/package-systems/basins | EA | 6640 |  | 53514409951 | 4 Weeks | 258 | LB | 54 | 40 | 48 | 1 Year | NO
33-2109 | Basin&Rail Asm/36X48/Dup/ZP/1.25-2"D@19"/Z-Rail/St Ha Cover/4"PS/Float Tree/AFD | Basin&Rail Asm/36X48/Dup/ZP/1.25-2"D@19"/Z-Rail/St Ha Cover/4"PS/Float Tree/AFD | https://www.zoellerpumps.com/en-us/products/package-systems/qls-series | EA | 7790 |  | 53514409968 | 4 Weeks | 325 | LB | 325 | 0 | 0 | 1 Year | NO
33-2110 | Basin&Rail Asm/36X48/Dup/ZP/1.25-2"D@19"/Z-Rail/Al Ha Cover/4"PS/Float Tree/AFD | Basin&Rail Asm/36X48/Dup/ZP/1.25-2"D@19"/Z-Rail/Al Ha Cover/4"PS/Float Tree/AFD | https://www.zoellerpumps.com/en-us/products/package-systems/qls-series | EA | 8710 |  | 53514409975 | 4 Weeks | 265 | LB | 265 | 0 | 0 | 1 Year | NO
33-2111 | Basin&Rail Asm/36X60/Dup/ZP/1.25-2"D@24"/Z-Rail/FG Cover/4"PS/Float Tree/AFD | Basin&Rail Asm/36X60/Dup/ZP/1.25-2"D@24"/Z-Rail/FG Cover/4"PS/Float Tree/AFD | https://www.zoellerpumps.com/en-us/products/package-systems/basins | EA | 6890 |  | 53514409982 | 4 Weeks | 272 | LB | 66 | 40 | 48 | 1 Year | NO
33-2112 | Basin&Rail Asm/36X60/Dup/ZP/1.25-2"D@24"/Z-Rail/St Ha Cover/4"PS/Float Tree/AFD | Basin&Rail Asm/36X60/Dup/ZP/1.25-2"D@24"/Z-Rail/St Ha Cover/4"PS/Float Tree/AFD | https://www.zoellerpumps.com/en-us/products/package-systems/qls-series | EA | 8040 |  | 53514409999 | 4 Weeks | 339 | LB | 339 | 0 | 0 | 1 Year | NO
33-2113 | Basin&Rail Asm/36X60/Dup/ZP/1.25-2"D@24"/Z-Rail/Al Ha Cover/4"PS/Float Tree/AFD | Basin&Rail Asm/36X60/Dup/ZP/1.25-2"D@24"/Z-Rail/Al Ha Cover/4"PS/Float Tree/AFD | https://www.zoellerpumps.com/en-us/products/package-systems/qls-series | EA | 8960 |  | 53514410001 | 4 Weeks | 279 | LB | 279 | 0 | 0 | 1 Year | NO
33-2114 | Basin&Rail Asm/36X72/Dup/ZP/1.25-2"D@30"/Z-Rail/FG Cover/4"PS/Float Tree/AFD | Basin&Rail Asm/36X72/Dup/ZP/1.25-2"D@30"/Z-Rail/FG Cover/4"PS/Float Tree/AFD | https://www.zoellerpumps.com/en-us/products/package-systems/basins | EA | 7140 |  | 53514410018 | 4 Weeks | 285 | LB | 78 | 40 | 48 | 1 Year | NO
33-2115 | Basin&Rail Asm/36X72/Dup/ZP/1.25-2"D@30"/Z-Rail/St Ha Cover/4"PS/Float Tree/AFD | Basin&Rail Asm/36X72/Dup/ZP/1.25-2"D@30"/Z-Rail/St Ha Cover/4"PS/Float Tree/AFD | https://www.zoellerpumps.com/en-us/products/package-systems/qls-series | EA | 8290 |  | 53514410025 | 4 Weeks | 352 | LB | 352 | 0 | 0 | 1 Year | NO
33-2116 | Basin&Rail Asm/36X72/Dup/ZP/1.25-2"D@30"/Z-Rail/Al Ha Cover/4"PS/Float Tree/AFD | Basin&Rail Asm/36X72/Dup/ZP/1.25-2"D@30"/Z-Rail/Al Ha Cover/4"PS/Float Tree/AFD | https://www.zoellerpumps.com/en-us/products/package-systems/qls-series | EA | 9210 |  | 53514410032 | 4 Weeks | 292 | LB | 292 | 0 | 0 | 1 Year | NO
33-2117 | Basin&Rail Asm/36X84/Dup/ZP/1.25-2"D@36"/Z-Rail/FG Cover/4"PS/Float Tree/AFD | Basin&Rail Asm/36X84/Dup/ZP/1.25-2"D@36"/Z-Rail/FG Cover/4"PS/Float Tree/AFD | https://www.zoellerpumps.com/en-us/products/package-systems/basins | EA | 7390 |  | 53514410049 | 4 Weeks | 304 | LB | 90 | 40 | 48 | 1 Year | NO
33-2118 | Basin&Rail Asm/36X84/Dup/ZP/1.25-2"D@36"/Z-Rail/St Ha Cover/4"PS/Float Tree/AFD | Basin&Rail Asm/36X84/Dup/ZP/1.25-2"D@36"/Z-Rail/St Ha Cover/4"PS/Float Tree/AFD | https://www.zoellerpumps.com/en-us/products/package-systems/qls-series | EA | 8540 |  | 53514410056 | 4 Weeks | 371 | LB | 371 | 0 | 0 | 1 Year | NO
33-2119 | Basin&Rail Asm/36X84/Dup/ZP/1.25-2"D@36"/Z-Rail/Al Ha Cover/4"PS/Float Tree/AFD | Basin&Rail Asm/36X84/Dup/ZP/1.25-2"D@36"/Z-Rail/Al Ha Cover/4"PS/Float Tree/AFD | https://www.zoellerpumps.com/en-us/products/package-systems/qls-series | EA | 9460 |  | 53514410063 | 4 Weeks | 311 | LB | 311 | 0 | 0 | 1 Year | NO
33-2120 | Basin&Rail Asm/36X84/Dup/ZP/1.25-2"D@48"/Z-Rail/FG Cover/4"PS/Float Tree/AFD | Basin&Rail Asm/36X84/Dup/ZP/1.25-2"D@48"/Z-Rail/FG Cover/4"PS/Float Tree/AFD | https://www.zoellerpumps.com/en-us/products/package-systems/basins | EA | 7390 |  | 53514410070 | 4 Weeks | 304 | LB | 96 | 40 | 48 | 1 Year | NO
33-2121 | Basin&Rail Asm/36X84/Dup/ZP/1.25-2"D@48"/Z-Rail/St Ha Cover/4"PS/Float Tree/AFD | Basin&Rail Asm/36X84/Dup/ZP/1.25-2"D@48"/Z-Rail/St Ha Cover/4"PS/Float Tree/AFD | https://www.zoellerpumps.com/en-us/products/package-systems/qls-series | EA | 8540 |  | 53514410087 | 4 Weeks | 371 | LB | 371 | 0 | 0 | 1 Year | NO
33-2122 | Basin&Rail Asm/36X84/Dup/ZP/1.25-2"D@48"/Z-Rail/Al Ha Cover/4"PS/Float Tree/AFD | Basin&Rail Asm/36X84/Dup/ZP/1.25-2"D@48"/Z-Rail/Al Ha Cover/4"PS/Float Tree/AFD | https://www.zoellerpumps.com/en-us/products/package-systems/qls-series | EA | 9460 |  | 53514410094 | 4 Weeks | 311 | LB | 311 | 0 | 0 | 1 Year | NO
33-2123 | Basin&Rail Asm/36X96/Dup/ZP/1.25-2"D@36"/Z-Rail/FG Cover/4"PS/Float Tree/AFD | Basin&Rail Asm/36X96/Dup/ZP/1.25-2"D@36"/Z-Rail/FG Cover/4"PS/Float Tree/AFD | https://www.zoellerpumps.com/en-us/products/package-systems/basins | EA | 9200 |  | 53514410100 | 4 Weeks | 332 | LB | 50 | 42 | 106 | 1 Year | NO
33-2124 | Basin&Rail Asm/36X96/Dup/ZP/1.25-2"D@36"/Z-Rail/St Ha Cover/4"PS/Float Tree/AFD | Basin&Rail Asm/36X96/Dup/ZP/1.25-2"D@36"/Z-Rail/St Ha Cover/4"PS/Float Tree/AFD | https://www.zoellerpumps.com/en-us/products/package-systems/qls-series | EA | 10350 |  | 53514410117 | 4 Weeks | 399 | LB | 399 | 0 | 0 | 1 Year | NO
33-2125 | Basin&Rail Asm/36X96/Dup/ZP/1.25-2"D@36"/Z-Rail/Al Ha Cover/4"PS/Float Tree/AFD | Basin&Rail Asm/36X96/Dup/ZP/1.25-2"D@36"/Z-Rail/Al Ha Cover/4"PS/Float Tree/AFD | https://www.zoellerpumps.com/en-us/products/package-systems/qls-series | EA | 11270 |  | 53514410124 | 4 Weeks | 339 | LB | 339 | 0 | 0 | 1 Year | NO
33-2126 | Basin&Rail Asm/36X96/Dup/ZP/1.25-2"D@48"/Z-Rail/FG Cover/4"PS/Float Tree/AFD | Basin&Rail Asm/36X96/Dup/ZP/1.25-2"D@48"/Z-Rail/FG Cover/4"PS/Float Tree/AFD | https://www.zoellerpumps.com/en-us/products/package-systems/basins | EA | 8580 |  | 53514410131 | 4 Weeks | 332 | LB | 50 | 42 | 106 | 1 Year | NO
33-2127 | Basin&Rail Asm/36X96/Dup/ZP/1.25-2"D@48"/Z-Rail/St Ha Cover/4"PS/Float Tree/AFD | Basin&Rail Asm/36X96/Dup/ZP/1.25-2"D@48"/Z-Rail/St Ha Cover/4"PS/Float Tree/AFD | https://www.zoellerpumps.com/en-us/products/package-systems/qls-series | EA | 10350 |  | 53514410148 | 4 Weeks | 399 | LB | 399 | 0 | 0 | 1 Year | NO
33-2128 | Basin&Rail Asm/36X96/Dup/ZP/1.25-2"D@48"/Z-Rail/Al Ha Cover/4"PS/Float Tree/AFD | Basin&Rail Asm/36X96/Dup/ZP/1.25-2"D@48"/Z-Rail/Al Ha Cover/4"PS/Float Tree/AFD | https://www.zoellerpumps.com/en-us/products/package-systems/qls-series | EA | 11270 |  | 53514410155 | 4 Weeks | 339 | LB | 339 | 0 | 0 | 1 Year | NO
33-2129 | Basin&Rail Asm/36X108/Dup/ZP/1.25-2"D@48"/Z-Rail/FG Cover/4"PS/Float Tree/AFD | Basin&Rail Asm/36X108/Dup/ZP/1.25-2"D@48"/Z-Rail/FG Cover/4"PS/Float Tree/AFD | https://www.zoellerpumps.com/en-us/products/package-systems/basins | EA | 10120 |  | 53514410162 | 4 Weeks | 359 | LB | 50 | 42 | 118 | 1 Year | NO
33-2130 | Basin&Rail Asm/36X108/Dup/ZP/1.25-2"D@48"/Z-Rail/St Ha Cover/4"PS/Float Tree/AFD | Basin&Rail Asm/36X108/Dup/ZP/1.25-2"D@48"/Z-Rail/St Ha Cover/4"PS/Float Tree/AFD | https://www.zoellerpumps.com/en-us/products/package-systems/qls-series | EA | 11270 |  | 53514410179 | 4 Weeks | 439 | LB | 439 | 0 | 0 | 1 Year | NO
33-2131 | Basin&Rail Asm/36X108/Dup/ZP/1.25-2"D@48"/Z-Rail/Al Ha Cover/4"PS/Float Tree/AFD | Basin&Rail Asm/36X108/Dup/ZP/1.25-2"D@48"/Z-Rail/Al Ha Cover/4"PS/Float Tree/AFD | https://www.zoellerpumps.com/en-us/products/package-systems/qls-series | EA | 12190 |  | 53514410186 | 4 Weeks | 364 | LB | 364 | 0 | 0 | 1 Year | NO
33-2132 | Basin&Rail Asm/36X120/Dup/ZP/1.25-2"D@48"/Z-Rail/FG Cover/4"PS/Float Tree/AFD | Basin&Rail Asm/36X120/Dup/ZP/1.25-2"D@48"/Z-Rail/FG Cover/4"PS/Float Tree/AFD | https://www.zoellerpumps.com/en-us/products/package-systems/basins | EA | 11040 |  | 53514410193 | 4 Weeks | 379 | LB | 50 | 42 | 130 | 1 Year | NO
33-2133 | Basin&Rail Asm/36X120/Dup/ZP/1.25-2"D@48"/Z-Rail/St Ha Cover/4"PS/Float Tree/AFD | Basin&Rail Asm/36X120/Dup/ZP/1.25-2"D@48"/Z-Rail/St Ha Cover/4"PS/Float Tree/AFD | https://www.zoellerpumps.com/en-us/products/package-systems/qls-series | EA | 12190 |  | 53514410209 | 4 Weeks | 459 | LB | 459 | 0 | 0 | 1 Year | NO
33-2134 | Basin&Rail Asm/36X120/Dup/ZP/1.25-2"D@48"/Z-Rail/Al Ha Cover/4"PS/Float Tree/AFD | Basin&Rail Asm/36X120/Dup/ZP/1.25-2"D@48"/Z-Rail/Al Ha Cover/4"PS/Float Tree/AFD | https://www.zoellerpumps.com/en-us/products/package-systems/qls-series | EA | 13110 |  | 53514410216 | 4 Weeks | 384 | LB | 384 | 0 | 0 | 1 Year | NO
33-2135 | Basin&Rail Asm/48X48/Dup/ZP/1.25-2"D@19"/Z-Rail/FG Cover/4"PS/Float Tree/AFD | Basin&Rail Asm/48X48/Dup/ZP/1.25-2"D@19"/Z-Rail/FG Cover/4"PS/Float Tree/AFD | https://www.zoellerpumps.com/en-us/products/package-systems/basins | EA | 7680 |  | 53514410223 | 4 Weeks | 479 | LB | 56 | 56 | 56 | 1 Year | NO
33-2136 | Basin&Rail Asm/48X48/Dup/ZP/1.25-2"D@19"/Z-Rail/St Ha Cover/4"PS/Float Tree/AFD | Basin&Rail Asm/48X48/Dup/ZP/1.25-2"D@19"/Z-Rail/St Ha Cover/4"PS/Float Tree/AFD | https://www.zoellerpumps.com/en-us/products/package-systems/qls-series | EA | 8950 |  | 53514410230 | 4 Weeks | 553 | LB | 553 | 0 | 0 | 1 Year | NO
33-2137 | Basin&Rail Asm/48X48/Dup/ZP/1.25-2"D@19"/Z-Rail/Al Ha Cover/4"PS/Float Tree/AFD | Basin&Rail Asm/48X48/Dup/ZP/1.25-2"D@19"/Z-Rail/Al Ha Cover/4"PS/Float Tree/AFD | https://www.zoellerpumps.com/en-us/products/package-systems/qls-series | EA | 9980 |  | 53514410247 | 4 Weeks | 489 | LB | 489 | 0 | 0 | 1 Year | NO
33-2138 | Basin&Rail Asm/48X60/Dup/ZP/1.25-2"D@24"/Z-Rail/FG Cover/4"PS/Float Tree/AFD | Basin&Rail Asm/48X60/Dup/ZP/1.25-2"D@24"/Z-Rail/FG Cover/4"PS/Float Tree/AFD | https://www.zoellerpumps.com/en-us/products/package-systems/basins | EA | 8430 |  | 53514410254 | 4 Weeks | 540 | LB | 66 | 56 | 56 | 1 Year | NO
33-2139 | Basin&Rail Asm/48X60/Dup/ZP/1.25-2"D@24"/Z-Rail/St Ha Cover/4"PS/Float Tree/AFD | Basin&Rail Asm/48X60/Dup/ZP/1.25-2"D@24"/Z-Rail/St Ha Cover/4"PS/Float Tree/AFD | https://www.zoellerpumps.com/en-us/products/package-systems/qls-series | EA | 9690 |  | 53514410261 | 4 Weeks | 670 | LB | 670 | 0 | 0 | 1 Year | NO
33-2140 | Basin&Rail Asm/48X60/Dup/ZP/1.25-2"D@24"/Z-Rail/Al Ha Cover/4"PS/Float Tree/AFD | Basin&Rail Asm/48X60/Dup/ZP/1.25-2"D@24"/Z-Rail/Al Ha Cover/4"PS/Float Tree/AFD | https://www.zoellerpumps.com/en-us/products/package-systems/qls-series | EA | 10730 |  | 53514410278 | 4 Weeks | 550 | LB | 550 | 0 | 0 | 1 Year | NO
33-2141 | Basin&Rail Asm/48X72/Dup/ZP/1.25-2"D@30"/Z-Rail/FG Cover/4"PS/Float Tree/AFD | Basin&Rail Asm/48X72/Dup/ZP/1.25-2"D@30"/Z-Rail/FG Cover/4"PS/Float Tree/AFD | https://www.zoellerpumps.com/en-us/products/package-systems/basins | EA | 9180 |  | 53514410285 | 4 Weeks | 585 | LB | 78 | 56 | 56 | 1 Year | NO
33-2142 | Basin&Rail Asm/48X72/Dup/ZP/1.25-2"D@30"/Z-Rail/St Ha Cover/4"PS/Float Tree/AFD | Basin&Rail Asm/48X72/Dup/ZP/1.25-2"D@30"/Z-Rail/St Ha Cover/4"PS/Float Tree/AFD | https://www.zoellerpumps.com/en-us/products/package-systems/qls-series | EA | 10440 |  | 53514410292 | 4 Weeks | 715 | LB | 715 | 0 | 0 | 1 Year | NO
33-2143 | Basin&Rail Asm/48X72/Dup/ZP/1.25-2"D@30"/Z-Rail/Al Ha Cover/4"PS/Float Tree/AFD | Basin&Rail Asm/48X72/Dup/ZP/1.25-2"D@30"/Z-Rail/Al Ha Cover/4"PS/Float Tree/AFD | https://www.zoellerpumps.com/en-us/products/package-systems/qls-series | EA | 11480 |  | 53514410308 | 4 Weeks | 595 | LB | 595 | 0 | 0 | 1 Year | NO
33-2144 | Basin&Rail Asm/48X84/Dup/ZP/1.25-2"D@36"/Z-Rail/FG Cover/4"PS/Float Tree/AFD | Basin&Rail Asm/48X84/Dup/ZP/1.25-2"D@36"/Z-Rail/FG Cover/4"PS/Float Tree/AFD | https://www.zoellerpumps.com/en-us/products/package-systems/basins | EA | 9920 |  | 53514410315 | 4 Weeks | 655 | LB | 90 | 56 | 56 | 1 Year | NO
33-2145 | Basin&Rail Asm/48X84/Dup/ZP/1.25-2"D@36"/Z-Rail/St Ha Cover/4"PS/Float Tree/AFD | Basin&Rail Asm/48X84/Dup/ZP/1.25-2"D@36"/Z-Rail/St Ha Cover/4"PS/Float Tree/AFD | https://www.zoellerpumps.com/en-us/products/package-systems/qls-series | EA | 11190 |  | 53514410322 | 4 Weeks | 785 | LB | 785 | 0 | 0 | 1 Year | NO
33-2146 | Basin&Rail Asm/48X84/Dup/ZP/1.25-2"D@36"/Z-Rail/Al Ha Cover/4"PS/Float Tree/AFD | Basin&Rail Asm/48X84/Dup/ZP/1.25-2"D@36"/Z-Rail/Al Ha Cover/4"PS/Float Tree/AFD | https://www.zoellerpumps.com/en-us/products/package-systems/qls-series | EA | 12220 |  | 53514410339 | 4 Weeks | 665 | LB | 665 | 0 | 0 | 1 Year | NO
33-2147 | Basin&Rail Asm/48X84/Dup/ZP/1.25-2"D@48"/Z-Rail/FG Cover/4"PS/Float Tree/AFD | Basin&Rail Asm/48X84/Dup/ZP/1.25-2"D@48"/Z-Rail/FG Cover/4"PS/Float Tree/AFD | https://www.zoellerpumps.com/en-us/products/package-systems/basins | EA | 9920 |  | 53514410346 | 4 Weeks | 655 | LB | 90 | 56 | 56 | 1 Year | NO
33-2148 | Basin&Rail Asm/48X84/Dup/ZP/1.25-2"D@48"/Z-Rail/St Ha Cover/4"PS/Float Tree/AFD | Basin&Rail Asm/48X84/Dup/ZP/1.25-2"D@48"/Z-Rail/St Ha Cover/4"PS/Float Tree/AFD | https://www.zoellerpumps.com/en-us/products/package-systems/qls-series | EA | 11190 |  | 53514410353 | 4 Weeks | 785 | LB | 785 | 0 | 0 | 1 Year | NO
33-2149 | Basin&Rail Asm/48X84/Dup/ZP/1.25-2"D@48"/Z-Rail/Al Ha Cover/4"PS/Float Tree/AFD | Basin&Rail Asm/48X84/Dup/ZP/1.25-2"D@48"/Z-Rail/Al Ha Cover/4"PS/Float Tree/AFD | https://www.zoellerpumps.com/en-us/products/package-systems/qls-series | EA | 12220 |  | 53514410360 | 4 Weeks | 665 | LB | 665 | 0 | 0 | 1 Year | NO
33-2150 | Basin&Rail Asm/48X96/Dup/ZP/1.25-2"D@36"/Z-Rail/FG Cover/4"PS/Float Tree/AFD | Basin&Rail Asm/48X96/Dup/ZP/1.25-2"D@36"/Z-Rail/FG Cover/4"PS/Float Tree/AFD | https://www.zoellerpumps.com/en-us/products/package-systems/basins | EA | 11790 |  | 53514410377 | 4 Weeks | 695 | LB | 62 | 56 | 106 | 1 Year | NO
33-2151 | Basin&Rail Asm/48X96/Dup/ZP/1.25-2"D@36"/Z-Rail/St Ha Cover/4"PS/Float Tree/AFD | Basin&Rail Asm/48X96/Dup/ZP/1.25-2"D@36"/Z-Rail/St Ha Cover/4"PS/Float Tree/AFD | https://www.zoellerpumps.com/en-us/products/package-systems/qls-series | EA | 13060 |  | 53514410384 | 4 Weeks | 825 | LB | 825 | 0 | 0 | 1 Year | NO
33-2152 | Basin&Rail Asm/48X96/Dup/ZP/1.25-2"D@36"/Z-Rail/Al Ha Cover/4"PS/Float Tree/AFD | Basin&Rail Asm/48X96/Dup/ZP/1.25-2"D@36"/Z-Rail/Al Ha Cover/4"PS/Float Tree/AFD | https://www.zoellerpumps.com/en-us/products/package-systems/qls-series | EA | 14090 |  | 53514410391 | 4 Weeks | 705 | LB | 705 | 0 | 0 | 1 Year | NO
33-2153 | Basin&Rail Asm/48X96/Dup/ZP/1.25-2"D@48"/Z-Rail/FG Cover/4"PS/Float Tree/AFD | Basin&Rail Asm/48X96/Dup/ZP/1.25-2"D@48"/Z-Rail/FG Cover/4"PS/Float Tree/AFD | https://www.zoellerpumps.com/en-us/products/package-systems/basins | EA | 10530 |  | 53514410407 | 4 Weeks | 695 | LB | 66 | 56 | 106 | 1 Year | NO
33-2154 | Basin&Rail Asm/48X96/Dup/ZP/1.25-2"D@48"/Z-Rail/St Ha Cover/4"PS/Float Tree/AFD | Basin&Rail Asm/48X96/Dup/ZP/1.25-2"D@48"/Z-Rail/St Ha Cover/4"PS/Float Tree/AFD | https://www.zoellerpumps.com/en-us/products/package-systems/qls-series | EA | 13060 |  | 53514410414 | 4 Weeks | 825 | LB | 825 | 0 | 0 | 1 Year | NO
33-2155 | Basin&Rail Asm/48X96/Dup/ZP/1.25-2"D@48"/Z-Rail/Al Ha Cover/4"PS/Float Tree/AFD | Basin&Rail Asm/48X96/Dup/ZP/1.25-2"D@48"/Z-Rail/Al Ha Cover/4"PS/Float Tree/AFD | https://www.zoellerpumps.com/en-us/products/package-systems/qls-series | EA | 14090 |  | 53514410421 | 4 Weeks | 705 | LB | 705 | 0 | 0 | 1 Year | NO
33-2156 | Basin&Rail Asm/48X108/Dup/ZP/1.25-2"D@48"/Z-Rail/FG Cover/4"PS/Float Tree/AFD | Basin&Rail Asm/48X108/Dup/ZP/1.25-2"D@48"/Z-Rail/FG Cover/4"PS/Float Tree/AFD | https://www.zoellerpumps.com/en-us/products/package-systems/basins | EA | 12880 |  | 53514410438 | 4 Weeks | 735 | LB | 62 | 56 | 118 | 1 Year | NO
33-2157 | Basin&Rail Asm/48X108/Dup/ZP/1.25-2"D@48"/Z-Rail/St Ha Cover/4"PS/Float Tree/AFD | Basin&Rail Asm/48X108/Dup/ZP/1.25-2"D@48"/Z-Rail/St Ha Cover/4"PS/Float Tree/AFD | https://www.zoellerpumps.com/en-us/products/package-systems/qls-series | EA | 14150 |  | 53514410445 | 4 Weeks | 865 | LB | 865 | 0 | 0 | 1 Year | NO
33-2158 | Basin&Rail Asm/48X108/Dup/ZP/1.25-2"D@48"/Z-Rail/Al Ha Cover/4"PS/Float Tree/AFD | Basin&Rail Asm/48X108/Dup/ZP/1.25-2"D@48"/Z-Rail/Al Ha Cover/4"PS/Float Tree/AFD | https://www.zoellerpumps.com/en-us/products/package-systems/qls-series | EA | 15180 |  | 53514410452 | 4 Weeks | 745 | LB | 745 | 0 | 0 | 1 Year | NO
33-2159 | Basin&Rail Asm/48X120/Dup/ZP/1.25-2"D@48"/Z-Rail/FG Cover/4"PS/Float Tree/AFD | Basin&Rail Asm/48X120/Dup/ZP/1.25-2"D@48"/Z-Rail/FG Cover/4"PS/Float Tree/AFD | https://www.zoellerpumps.com/en-us/products/package-systems/basins | EA | 13980 |  | 53514410469 | 4 Weeks | 775 | LB | 62 | 56 | 130 | 1 Year | NO
33-2160 | Basin&Rail Asm/48X120/Dup/ZP/1.25-2"D@48"/Z-Rail/St Ha Cover/4"PS/Float Tree/AFD | Basin&Rail Asm/48X120/Dup/ZP/1.25-2"D@48"/Z-Rail/St Ha Cover/4"PS/Float Tree/AFD | https://www.zoellerpumps.com/en-us/products/package-systems/qls-series | EA | 15240 |  | 53514410476 | 4 Weeks | 905 | LB | 905 | 0 | 0 | 1 Year | NO
33-2161 | Basin&Rail Asm/48X120/Dup/ZP/1.25-2"D@48"/Z-Rail/Al Ha Cover/4"PS/Float Tree/AFD | Basin&Rail Asm/48X120/Dup/ZP/1.25-2"D@48"/Z-Rail/Al Ha Cover/4"PS/Float Tree/AFD | https://www.zoellerpumps.com/en-us/products/package-systems/qls-series | EA | 16280 |  | 53514410483 | 4 Weeks | 785 | LB | 785 | 0 | 0 | 1 Year | NO
33-2163 | Basin&Rail Asm/24X72/Sim/ZP/1.25-2"D@24"/Z-Rail/FG Cover/4"PS/Flt Tree/AFD | Basin&Rail Asm/24X72/Sim/ZP/1.25-2"D@24"/Z-Rail/FG Cover/4"PS/Flt Tree/AFD | https://www.zoellerpumps.com/en-us/products/package-systems/qls-series | EA | 4510 |  | 53514415105 | 4 Weeks | 199 | LB | 199 | 0 | 0 | 1 Year | NO
33-2164 | Basin&Rail Asm/24X72/Sim/ZP/1.25-2"D@24"/Z-Rail/St Ha Cover/4"PS/Flt Tree/AFD | Basin&Rail Asm/24X72/Sim/ZP/1.25-2"D@24"/Z-Rail/St Ha Cover/4"PS/Flt Tree/AFD | https://www.zoellerpumps.com/en-us/products/package-systems/qls-series | EA | 5200 |  | 53514415129 | 4 Weeks | 245 | LB | 245 | 0 | 0 | 1 Year | NO
33-2165 | Basin&Rail Asm/24X72/Sim/ZP/1.25-2"D@24"/Z-Rail/Al Ha Cover/4"PS/Flt Tree/AFD | Basin&Rail Asm/24X72/Sim/ZP/1.25-2"D@24"/Z-Rail/Al Ha Cover/4"PS/Flt Tree/AFD | https://www.zoellerpumps.com/en-us/products/package-systems/qls-series | EA | 5660 |  | 53514415143 | 4 Weeks | 199 | LB | 199 | 0 | 0 | 1 Year | NO
33-2166 | Basin&Rail Asm/24X72/Sim/ZP/1.25-2"D@36"/Z-Rail/FG Cover/4"PS/Flt Tree/AFD | Basin&Rail Asm/24X72/Sim/ZP/1.25-2"D@36"/Z-Rail/FG Cover/4"PS/Flt Tree/AFD | https://www.zoellerpumps.com/en-us/products/package-systems/qls-series | EA | 4510 |  | 53514415167 | 4 Weeks | 192 | LB | 192 | 0 | 0 | 1 Year | NO
33-2167 | Basin&Rail Asm/24X72/Sim/ZP/1.25-2"D@36"/Z-Rail/St Ha Cover/4"PS/Flt Tree/AFD | Basin&Rail Asm/24X72/Sim/ZP/1.25-2"D@36"/Z-Rail/St Ha Cover/4"PS/Flt Tree/AFD | https://www.zoellerpumps.com/en-us/products/package-systems/qls-series | EA | 5200 |  | 53514415181 | 4 Weeks | 245 | LB | 245 | 0 | 0 | 1 Year | NO
33-2168 | Basin&Rail Asm/24X72/Sim/ZP/1.25-2"D@36"/Z-Rail/Al Ha Cover/4"PS/Flt Tree/AFD | Basin&Rail Asm/24X72/Sim/ZP/1.25-2"D@36"/Z-Rail/Al Ha Cover/4"PS/Flt Tree/AFD | https://www.zoellerpumps.com/en-us/products/package-systems/qls-series | EA | 5660 |  | 53514415204 | 4 Weeks | 199 | LB | 199 | 0 | 0 | 1 Year | NO
33-2169 | Basin&Rail Asm/24X84/Sim/ZP/1.25-2"D@24"/Z-Rail/FG Cover/4"PS/Flt Tree/AFD | Basin&Rail Asm/24X84/Sim/ZP/1.25-2"D@24"/Z-Rail/FG Cover/4"PS/Flt Tree/AFD | https://www.zoellerpumps.com/en-us/products/package-systems/qls-series | EA | 4640 |  | 53514415228 | 4 Weeks | 213 | LB | 213 | 0 | 0 | 1 Year | NO
33-2170 | Basin&Rail Asm/24X84/Sim/ZP/1.25-2"D@24"/Z-Rail/St Ha Cover/4"PS/Flt Tree/AFD | Basin&Rail Asm/24X84/Sim/ZP/1.25-2"D@24"/Z-Rail/St Ha Cover/4"PS/Flt Tree/AFD | https://www.zoellerpumps.com/en-us/products/package-systems/qls-series | EA | 5330 |  | 53514415242 | 4 Weeks | 258 | LB | 258 | 0 | 0 | 1 Year | NO
33-2171 | Basin&Rail Asm/24X84/Sim/ZP/1.25-2"D@24"/Z-Rail/Al Ha Cover/4"PS/Flt Tree/AFD | Basin&Rail Asm/24X84/Sim/ZP/1.25-2"D@24"/Z-Rail/Al Ha Cover/4"PS/Flt Tree/AFD | https://www.zoellerpumps.com/en-us/products/package-systems/qls-series | EA | 5790 |  | 53514415266 | 4 Weeks | 220 | LB | 220 | 0 | 0 | 1 Year | NO
33-2172 | Basin&Rail Asm/30X72/Sim/ZP/1.25-2"D@24"/Z-Rail/FG Cover/4"PS/Float Tree/AFD | Basin&Rail Asm/30X72/Sim/ZP/1.25-2"D@24"/Z-Rail/FG Cover/4"PS/Float Tree/AFD | https://www.zoellerpumps.com/en-us/products/package-systems/qls-series | EA | 5090 |  | 53514415280 | 4 Weeks | 243 | LB | 243 | 0 | 0 | 1 Year | NO
33-2173 | Basin&Rail Asm/30X72/Sim/ZP/1.25-2"D@24"/Z-Rail/St Ha Cover/4"PS/Float Tree/AFD | Basin&Rail Asm/30X72/Sim/ZP/1.25-2"D@24"/Z-Rail/St Ha Cover/4"PS/Float Tree/AFD | https://www.zoellerpumps.com/en-us/products/package-systems/qls-series | EA | 6180 |  | 53514415303 | 4 Weeks | 303 | LB | 303 | 0 | 0 | 1 Year | NO
33-2174 | Basin&Rail Asm/30X72/Sim/ZP/1.25-2"D@24"/Z-Rail/Al Ha Cover/4"PS/Float Tree/AFD | Basin&Rail Asm/30X72/Sim/ZP/1.25-2"D@24"/Z-Rail/Al Ha Cover/4"PS/Float Tree/AFD | https://www.zoellerpumps.com/en-us/products/package-systems/qls-series | EA | 6580 |  | 53514415341 | 4 Weeks | 253 | LB | 253 | 0 | 0 | 1 Year | NO
33-2175 | Basin&Rail Asm/30X72/Sim/ZP/1.25-2"D@36"/Z-Rail/FG Cover/4"PS/Float Tree/AFD | Basin&Rail Asm/30X72/Sim/ZP/1.25-2"D@36"/Z-Rail/FG Cover/4"PS/Float Tree/AFD | https://www.zoellerpumps.com/en-us/products/package-systems/qls-series | EA | 5090 |  | 53514415365 | 4 Weeks | 243 | LB | 243 | 0 | 0 | 1 Year | NO
33-2176 | Basin&Rail Asm/30X72/Sim/ZP/1.25-2"D@36"/Z-Rail/St Ha Cover/4"PS/Float Tree/AFD | Basin&Rail Asm/30X72/Sim/ZP/1.25-2"D@36"/Z-Rail/St Ha Cover/4"PS/Float Tree/AFD | https://www.zoellerpumps.com/en-us/products/package-systems/qls-series | EA | 6180 |  | 53514415389 | 4 Weeks | 303 | LB | 303 | 0 | 0 | 1 Year | NO
33-2177 | Basin&Rail Asm/30X72/Sim/ZP/1.25-2"D@36"/Z-Rail/Al Ha Cover/4"PS/Float Tree/AFD | Basin&Rail Asm/30X72/Sim/ZP/1.25-2"D@36"/Z-Rail/Al Ha Cover/4"PS/Float Tree/AFD | https://www.zoellerpumps.com/en-us/products/package-systems/qls-series | EA | 6580 |  | 53514415402 | 4 Weeks | 253 | LB | 253 | 0 | 0 | 1 Year | NO
33-2178 | Basin&Rail Asm/30X84/Sim/ZP/1.25-2"D@24"/Z-Rail/FG Cover/4"PS/Float Tree/AFD | Basin&Rail Asm/30X84/Sim/ZP/1.25-2"D@24"/Z-Rail/FG Cover/4"PS/Float Tree/AFD | https://www.zoellerpumps.com/en-us/products/package-systems/qls-series | EA | 5290 |  | 53514415440 | 4 Weeks | 300 | LB | 300 | 0 | 0 | 1 Year | NO
33-2179 | Basin&Rail Asm/30X84/Sim/ZP/1.25-2"D@24"/Z-Rail/St Ha Cover/4"PS/Float Tree/AFD | Basin&Rail Asm/30X84/Sim/ZP/1.25-2"D@24"/Z-Rail/St Ha Cover/4"PS/Float Tree/AFD | https://www.zoellerpumps.com/en-us/products/package-systems/qls-series | EA | 6390 |  | 53514415464 | 4 Weeks | 359 | LB | 359 | 0 | 0 | 1 Year | NO
33-2180 | Basin&Rail Asm/30X84/Sim/ZP/1.25-2"D@24"/Z-Rail/Al Ha Cover/4"PS/Float Tree/AFD | Basin&Rail Asm/30X84/Sim/ZP/1.25-2"D@24"/Z-Rail/Al Ha Cover/4"PS/Float Tree/AFD | https://www.zoellerpumps.com/en-us/products/package-systems/qls-series | EA | 6790 |  | 53514415488 | 4 Weeks | 309 | LB | 309 | 0 | 0 | 1 Year | NO
33-2181 | Basin&Rail Asm/36X72/Dup/ZP/1.25-2"D@24"/Z-Rail/FG Cover/4"PS/Float Tree/AFD | Basin&Rail Asm/36X72/Dup/ZP/1.25-2"D@24"/Z-Rail/FG Cover/4"PS/Float Tree/AFD | https://www.zoellerpumps.com/en-us/products/package-systems/qls-series | EA | 7140 |  | 53514415549 | 4 Weeks | 285 | LB | 285 | 0 | 0 | 1 Year | NO
33-2182 | Basin&Rail Asm/36X72/Dup/ZP/1.25-2"D@24"/Z-Rail/St Ha Cover/4"PS/Float Tree/AFD | Basin&Rail Asm/36X72/Dup/ZP/1.25-2"D@24"/Z-Rail/St Ha Cover/4"PS/Float Tree/AFD | https://www.zoellerpumps.com/en-us/products/package-systems/qls-series | EA | 8290 |  | 53514415563 | 4 Weeks | 352 | LB | 352 | 0 | 0 | 1 Year | NO
33-2183 | Basin&Rail Asm/36X72/Dup/ZP/1.25-2"D@24"/Z-Rail/Al Ha Cover/4"PS/Float Tree/AFD | Basin&Rail Asm/36X72/Dup/ZP/1.25-2"D@24"/Z-Rail/Al Ha Cover/4"PS/Float Tree/AFD | https://www.zoellerpumps.com/en-us/products/package-systems/qls-series | EA | 9210 |  | 53514415587 | 4 Weeks | 292 | LB | 292 | 0 | 0 | 1 Year | NO
33-2184 | Basin&Rail Asm/36X72/Dup/ZP/1.25-2"D@36"/Z-Rail/FG Cover/4"PS/Float Tree/AFD | Basin&Rail Asm/36X72/Dup/ZP/1.25-2"D@36"/Z-Rail/FG Cover/4"PS/Float Tree/AFD | https://www.zoellerpumps.com/en-us/products/package-systems/qls-series | EA | 7140 |  | 53514415600 | 4 Weeks | 285 | LB | 285 | 0 | 0 | 1 Year | NO
33-2185 | Basin&Rail Asm/36X72/Dup/ZP/1.25-2"D@36"/Z-Rail/St Ha Cover/4"PS/Float Tree/AFD | Basin&Rail Asm/36X72/Dup/ZP/1.25-2"D@36"/Z-Rail/St Ha Cover/4"PS/Float Tree/AFD | https://www.zoellerpumps.com/en-us/products/package-systems/qls-series | EA | 8290 |  | 53514415624 | 4 Weeks | 352 | LB | 352 | 0 | 0 | 1 Year | NO
33-2186 | Basin&Rail Asm/36X72/Dup/ZP/1.25-2"D@36"/Z-Rail/Al Ha Cover/4"PS/Float Tree/AFD | Basin&Rail Asm/36X72/Dup/ZP/1.25-2"D@36"/Z-Rail/Al Ha Cover/4"PS/Float Tree/AFD | https://www.zoellerpumps.com/en-us/products/package-systems/qls-series | EA | 9210 |  | 53514415648 | 4 Weeks | 292 | LB | 292 | 0 | 0 | 1 Year | NO
33-2187 | Basin&Rail Asm/36X84/Dup/ZP/1.25-2"D@24"/Z-Rail/FG Cover/4"PS/Float Tree/AFD | Basin&Rail Asm/36X84/Dup/ZP/1.25-2"D@24"/Z-Rail/FG Cover/4"PS/Float Tree/AFD | https://www.zoellerpumps.com/en-us/products/package-systems/qls-series | EA | 7390 |  | 53514415662 | 4 Weeks | 304 | LB | 304 | 0 | 0 | 1 Year | NO
33-2188 | Basin&Rail Asm/36X84/Dup/ZP/1.25-2"D@24"/Z-Rail/St Ha Cover/4"PS/Float Tree/AFD | Basin&Rail Asm/36X84/Dup/ZP/1.25-2"D@24"/Z-Rail/St Ha Cover/4"PS/Float Tree/AFD | https://www.zoellerpumps.com/en-us/products/package-systems/qls-series | EA | 8540 |  | 53514415686 | 4 Weeks | 371 | LB | 371 | 0 | 0 | 1 Year | NO
33-2189 | Basin&Rail Asm/36X84/Dup/ZP/1.25-2"D@24"/Z-Rail/Al Ha Cover/4"PS/Float Tree/AFD | Basin&Rail Asm/36X84/Dup/ZP/1.25-2"D@24"/Z-Rail/Al Ha Cover/4"PS/Float Tree/AFD | https://www.zoellerpumps.com/en-us/products/package-systems/qls-series | EA | 9460 |  | 53514415709 | 4 Weeks | 311 | LB | 311 | 0 | 0 | 1 Year | NO
33-2190 | Basin&Rail Asm/48X72/Dup/ZP/1.25-2"D@24"/Z-Rail/FG Cover/4"PS/Float Tree/AFD | Basin&Rail Asm/48X72/Dup/ZP/1.25-2"D@24"/Z-Rail/FG Cover/4"PS/Float Tree/AFD | https://www.zoellerpumps.com/en-us/products/package-systems/qls-series | EA | 9180 |  | 53514415723 | 4 Weeks | 585 | LB | 585 | 0 | 0 | 1 Year | NO
33-2191 | Basin&Rail Asm/48X72/Dup/ZP/1.25-2"D@24"/Z-Rail/St Ha Cover/4"PS/Float Tree/AFD | Basin&Rail Asm/48X72/Dup/ZP/1.25-2"D@24"/Z-Rail/St Ha Cover/4"PS/Float Tree/AFD | https://www.zoellerpumps.com/en-us/products/package-systems/qls-series | EA | 10440 |  | 53514415730 | 4 Weeks | 715 | LB | 715 | 0 | 0 | 1 Year | NO
33-2192 | Basin&Rail Asm/48X72/Dup/ZP/1.25-2"D@24"/Z-Rail/Al Ha Cover/4"PS/Float Tree/AFD | Basin&Rail Asm/48X72/Dup/ZP/1.25-2"D@24"/Z-Rail/Al Ha Cover/4"PS/Float Tree/AFD | https://www.zoellerpumps.com/en-us/products/package-systems/qls-series | EA | 11480 |  | 53514415754 | 4 Weeks | 595 | LB | 595 | 0 | 0 | 1 Year | NO
33-2193 | Basin&Rail Asm/48X72/Dup/ZP/1.25-2"D@36"/Z-Rail/FG Cover/4"PS/Float Tree/AFD | Basin&Rail Asm/48X72/Dup/ZP/1.25-2"D@36"/Z-Rail/FG Cover/4"PS/Float Tree/AFD | https://www.zoellerpumps.com/en-us/products/package-systems/qls-series | EA | 9180 |  | 53514415792 | 4 Weeks | 585 | LB | 585 | 0 | 0 | 1 Year | NO
33-2194 | Basin&Rail Asm/48X72/Dup/ZP/1.25-2"D@36"/Z-Rail/St Ha Cover/4"PS/Float Tree/AFD | Basin&Rail Asm/48X72/Dup/ZP/1.25-2"D@36"/Z-Rail/St Ha Cover/4"PS/Float Tree/AFD | https://www.zoellerpumps.com/en-us/products/package-systems/qls-series | EA | 10440 |  | 53514415815 | 4 Weeks | 715 | LB | 715 | 0 | 0 | 1 Year | NO
33-2195 | Basin&Rail Asm/48X72/Dup/ZP/1.25-2"D@36"/Z-Rail/Al Ha Cover/4"PS/Float Tree/AFD | Basin&Rail Asm/48X72/Dup/ZP/1.25-2"D@36"/Z-Rail/Al Ha Cover/4"PS/Float Tree/AFD | https://www.zoellerpumps.com/en-us/products/package-systems/qls-series | EA | 11480 |  | 53514415839 | 4 Weeks | 595 | LB | 595 | 0 | 0 | 1 Year | NO
33-2196 | Basin&Rail Asm/48X84/Dup/ZP/1.25-2"D@24"/Z-Rail/FG Cover/4"PS/Float Tree/AFD | Basin&Rail Asm/48X84/Dup/ZP/1.25-2"D@24"/Z-Rail/FG Cover/4"PS/Float Tree/AFD | https://www.zoellerpumps.com/en-us/products/package-systems/qls-series | EA | 9920 |  | 53514415914 | 4 Weeks | 655 | LB | 655 | 0 | 0 | 1 Year | NO
33-2197 | Basin&Rail Asm/48X84/Dup/ZP/1.25-2"D@24"/Z-Rail/St Ha Cover/4"PS/Float Tree/AFD | Basin&Rail Asm/48X84/Dup/ZP/1.25-2"D@24"/Z-Rail/St Ha Cover/4"PS/Float Tree/AFD | https://www.zoellerpumps.com/en-us/products/package-systems/qls-series | EA | 11190 |  | 53514415938 | 4 Weeks | 785 | LB | 785 | 0 | 0 | 1 Year | NO
33-2198 | Basin&Rail Asm/48X84/Dup/ZP/1.25-2"D@24"/Z-Rail/Al Ha Cover/4"PS/Float Tree/AFD | Basin&Rail Asm/48X84/Dup/ZP/1.25-2"D@24"/Z-Rail/Al Ha Cover/4"PS/Float Tree/AFD | https://www.zoellerpumps.com/en-us/products/package-systems/qls-series | EA | 12220 |  | 53514415952 | 4 Weeks | 665 | LB | 665 | 0 | 0 | 1 Year | NO
33-2199 | Basin&Rail Asm/24X72/Sim/ZP/1.25"D@24"/Z-Rail/PC/FG Cover/4"PS/Float Tree/AFD | Basin&Rail Asm/24X72/Sim/ZP/1.25"D@24"/Z-Rail/PC/FG Cover/4"PS/Float Tree/AFD | https://www.zoellerpumps.com/en-us/products/package-systems/qls-series | EA | 4460 |  | 53514415976 | 4 Weeks | 192 | LB | 192 | 0 | 0 | 1 Year | NO
33-2200 | Basin&Rail Asm/24X72/Sim/ZP/1.25"D@24"/Z-Rail/PC/St Ha Cover/4"PS/Float Tree/AFD | Basin&Rail Asm/24X72/Sim/ZP/1.25"D@24"/Z-Rail/PC/St Ha Cover/4"PS/Float Tree/AFD | https://www.zoellerpumps.com/en-us/products/package-systems/qls-series | EA | 4910 |  | 53514415990 | 4 Weeks | 245 | LB | 245 | 0 | 0 | 1 Year | NO
33-2201 | Basin&Rail Asm/24X72/Sim/ZP/1.25"D@24"/Z-Rail/PC/Al Ha Cover/4"PS/Float Tree/AFD | Basin&Rail Asm/24X72/Sim/ZP/1.25"D@24"/Z-Rail/PC/Al Ha Cover/4"PS/Float Tree/AFD | https://www.zoellerpumps.com/en-us/products/package-systems/qls-series | EA | 5370 |  | 53514416010 | 4 Weeks | 199 | LB | 199 | 0 | 0 | 1 Year | NO
33-2202 | Basin&Rail Asm/24X72/Sim/ZP/1.25"D@36"/Z-Rail/PC/FG Cover/4"PS/Float Tree/AFD | Basin&Rail Asm/24X72/Sim/ZP/1.25"D@36"/Z-Rail/PC/FG Cover/4"PS/Float Tree/AFD | https://www.zoellerpumps.com/en-us/products/package-systems/qls-series | EA | 4220 |  | 53514416034 | 4 Weeks | 192 | LB | 192 | 0 | 0 | 1 Year | NO
33-2203 | Basin&Rail Asm/24X72/Sim/ZP/1.25"D@36"/Z-Rail/PC/St Ha Cover/4"PS/Float Tree/AFD | Basin&Rail Asm/24X72/Sim/ZP/1.25"D@36"/Z-Rail/PC/St Ha Cover/4"PS/Float Tree/AFD | https://www.zoellerpumps.com/en-us/products/package-systems/qls-series | EA | 4910 |  | 53514416058 | 4 Weeks | 245 | LB | 245 | 0 | 0 | 1 Year | NO
33-2204 | Basin&Rail Asm/24X72/Sim/ZP/1.25"D@36"/Z-Rail/PC/Al Ha Cover/4"PS/Float Tree/AFD | Basin&Rail Asm/24X72/Sim/ZP/1.25"D@36"/Z-Rail/PC/Al Ha Cover/4"PS/Float Tree/AFD | https://www.zoellerpumps.com/en-us/products/package-systems/qls-series | EA | 5370 |  | 53514416072 | 4 Weeks | 199 | LB | 199 | 0 | 0 | 1 Year | NO
33-2205 | Basin&Rail Asm/24X84/Sim/ZP/1.25"D@24"/Z-Rail/PC/FG Cover/4"PS/Float Tree/AFD | Basin&Rail Asm/24X84/Sim/ZP/1.25"D@24"/Z-Rail/PC/FG Cover/4"PS/Float Tree/AFD | https://www.zoellerpumps.com/en-us/products/package-systems/qls-series | EA | 4350 |  | 53514416096 | 4 Weeks | 213 | LB | 213 | 0 | 0 | 1 Year | NO
33-2206 | Basin&Rail Asm/24X84/Sim/ZP/1.25"D@24"/Z-Rail/PC/St Ha Cover/4"PS/Flt Tree/AFD | Basin&Rail Asm/24X84/Sim/ZP/1.25"D@24"/Z-Rail/PC/St Ha Cover/4"PS/Flt Tree/AFD | https://www.zoellerpumps.com/en-us/products/package-systems/qls-series | EA | 5040 |  | 53514416119 | 4 Weeks | 258 | LB | 258 | 0 | 0 | 1 Year | NO
33-2207 | Basin&Rail Asm/24X84/Sim/ZP/1.25"D@24"/Z-Rail/PC/Al Ha Cover/4"PS/Flt Tree/AFD | Basin&Rail Asm/24X84/Sim/ZP/1.25"D@24"/Z-Rail/PC/Al Ha Cover/4"PS/Flt Tree/AFD | https://www.zoellerpumps.com/en-us/products/package-systems/qls-series | EA | 5500 |  | 53514416133 | 4 Weeks | 220 | LB | 220 | 0 | 0 | 1 Year | NO
33-2208 | Basin&Rail Asm/30X72/Sim/ZP/1.25"D@24"/Z-Rail/PC/FG Cover/4"PS/Float Tree/AFD | Basin&Rail Asm/30X72/Sim/ZP/1.25"D@24"/Z-Rail/PC/FG Cover/4"PS/Float Tree/AFD | https://www.zoellerpumps.com/en-us/products/package-systems/qls-series | EA | 4880 |  | 53514416171 | 4 Weeks | 243 | LB | 243 | 0 | 0 | 1 Year | NO
33-2209 | Basin&Rail Asm/30X72/Sim/ZP/1.25"D@24"/Z-Rail/PC/St Ha Cover/4"PS/Float Tree/AFD | Basin&Rail Asm/30X72/Sim/ZP/1.25"D@24"/Z-Rail/PC/St Ha Cover/4"PS/Float Tree/AFD | https://www.zoellerpumps.com/en-us/products/package-systems/qls-series | EA | 5970 |  | 53514416195 | 4 Weeks | 303 | LB | 303 | 0 | 0 | 1 Year | NO
33-2210 | Basin&Rail Asm/30X72/Sim/ZP/1.25"D@24"/Z-Rail/PC/Al Ha Cover/4"PS/Float Tree/AFD | Basin&Rail Asm/30X72/Sim/ZP/1.25"D@24"/Z-Rail/PC/Al Ha Cover/4"PS/Float Tree/AFD | https://www.zoellerpumps.com/en-us/products/package-systems/qls-series | EA | 6370 |  | 53514416218 | 4 Weeks | 253 | LB | 253 | 0 | 0 | 1 Year | NO
33-2211 | Basin&Rail Asm/30X72/Sim/ZP/1.25"D@36"/Z-Rail/PC/FG Cover/4"PS/Float Tree/AFD | Basin&Rail Asm/30X72/Sim/ZP/1.25"D@36"/Z-Rail/PC/FG Cover/4"PS/Float Tree/AFD | https://www.zoellerpumps.com/en-us/products/package-systems/qls-series | EA | 4880 |  | 53514416232 | 4 Weeks | 243 | LB | 243 | 0 | 0 | 1 Year | NO
33-2212 | Basin&Rail Asm/30X72/Sim/ZP/1.25"D@36"/Z-Rail/PC/St Ha Cover/4"PS/Float Tree/AFD | Basin&Rail Asm/30X72/Sim/ZP/1.25"D@36"/Z-Rail/PC/St Ha Cover/4"PS/Float Tree/AFD | https://www.zoellerpumps.com/en-us/products/package-systems/qls-series | EA | 5970 |  | 53514416256 | 4 Weeks | 303 | LB | 303 | 0 | 0 | 1 Year | NO
33-2213 | Basin&Rail Asm/30X72/Sim/ZP/1.25"D@36"/Z-Rail/PC/Al Ha Cover/4"PS/Float Tree/AFD | Basin&Rail Asm/30X72/Sim/ZP/1.25"D@36"/Z-Rail/PC/Al Ha Cover/4"PS/Float Tree/AFD | https://www.zoellerpumps.com/en-us/products/package-systems/qls-series | EA | 6370 |  | 53514416270 | 4 Weeks | 253 | LB | 253 | 0 | 0 | 1 Year | NO
33-2214 | Basin&Rail Asm/30X84/Sim/ZP/1.25"D@24"/Z-Rail/PC/FG Cover/4"PS/Float Tree/AFD | Basin&Rail Asm/30X84/Sim/ZP/1.25"D@24"/Z-Rail/PC/FG Cover/4"PS/Float Tree/AFD | https://www.zoellerpumps.com/en-us/products/package-systems/qls-series | EA | 5090 |  | 53514416294 | 4 Weeks | 300 | LB | 300 | 0 | 0 | 1 Year | NO
33-2215 | Basin&Rail Asm/30X84/Sim/ZP/1.25"D@24"/Z-Rail/PC/St Ha Cover/4"PS/Flt Tree/AFD | Basin&Rail Asm/30X84/Sim/ZP/1.25"D@24"/Z-Rail/PC/St Ha Cover/4"PS/Flt Tree/AFD | https://www.zoellerpumps.com/en-us/products/package-systems/qls-series | EA | 6180 |  | 53514416300 | 4 Weeks | 359 | LB | 359 | 0 | 0 | 1 Year | NO
33-2216 | Basin&Rail Asm/30X84/Sim/ZP/1.25"D@24"/Z-Rail/PC/Al Ha Cover/4"PS/Flt Tree/AFD | Basin&Rail Asm/30X84/Sim/ZP/1.25"D@24"/Z-Rail/PC/Al Ha Cover/4"PS/Flt Tree/AFD | https://www.zoellerpumps.com/en-us/products/package-systems/qls-series | EA | 6580 |  | 53514416324 | 4 Weeks | 309 | LB | 309 | 0 | 0 | 1 Year | NO
33-2217 | Basin&Rail Asm/24X48/Sim/ZP/2"D@15"/Z-Rail/FG Cover/4"PS/Flt Tree/AFD | Basin&Rail Asm/24X48/Sim/ZP/2"D@15"/Z-Rail/FG Cover/4"PS/Flt Tree/AFD | https://www.zoellerpumps.com/en-us/products/package-systems/qls-series | EA | 4270 |  | 53514443122 | 4 Weeks | 180 | LB | 180 | 0 | 0 | 1 Year | NO
33-2218 | Basin&Rail Asm/24X48/Sim/ZP/2"D@15"/Z-Rail/St Ha Cover/4"PS/Flt Tree/AFD | Basin&Rail Asm/24X48/Sim/ZP/2"D@15"/Z-Rail/St Ha Cover/4"PS/Flt Tree/AFD | https://www.zoellerpumps.com/en-us/products/package-systems/qls-series | EA | 4960 |  | 53514443139 | 4 Weeks | 225 | LB | 225 | 0 | 0 | 1 Year | NO
33-2219 | Basin&Rail Asm/24X48/Sim/ZP/2"D@15"/Z-Rail/Al Ha Cover/4"PS/Flt Tree/AFD | Basin&Rail Asm/24X48/Sim/ZP/2"D@15"/Z-Rail/Al Ha Cover/4"PS/Flt Tree/AFD | https://www.zoellerpumps.com/en-us/products/package-systems/qls-series | EA | 5420 |  | 53514443146 | 4 Weeks | 187 | LB | 187 | 0 | 0 | 1 Year | NO
33-2220 | Basin&Rail Asm/24X60/Sim/ZP/2"D@24"/Z-Rail/FG Cover/4"PS/Flt Tree/AFD | Basin&Rail Asm/24X60/Sim/ZP/2"D@24"/Z-Rail/FG Cover/4"PS/Flt Tree/AFD | https://www.zoellerpumps.com/en-us/products/package-systems/qls-series | EA | 4390 |  | 53514443153 | 4 Weeks | 187 | LB | 187 | 0 | 0 | 1 Year | NO
33-2221 | Basin&Rail Asm/24X60/Sim/ZP/2"D@24"/Z-Rail/St Ha Cover/4"PS/Flt Tree/AFD | Basin&Rail Asm/24X60/Sim/ZP/2"D@24"/Z-Rail/St Ha Cover/4"PS/Flt Tree/AFD | https://www.zoellerpumps.com/en-us/products/package-systems/qls-series | EA | 5080 |  | 53514443160 | 4 Weeks | 234 | LB | 234 | 0 | 0 | 1 Year | NO
33-2222 | Basin&Rail Asm/24X60/Sim/ZP/2"D@24"/Z-Rail/Al Ha Cover/4"PS/Flt Tree/AFD | Basin&Rail Asm/24X60/Sim/ZP/2"D@24"/Z-Rail/Al Ha Cover/4"PS/Flt Tree/AFD | https://www.zoellerpumps.com/en-us/products/package-systems/qls-series | EA | 5540 |  | 53514443177 | 4 Weeks | 196 | LB | 196 | 0 | 0 | 1 Year | NO
33-2223 | Basin&Rail Asm/24X72/Sim/ZP/2"D@30"/Z-Rail/FG Cover/4"PS/Flt Tree/AFD | Basin&Rail Asm/24X72/Sim/ZP/2"D@30"/Z-Rail/FG Cover/4"PS/Flt Tree/AFD | https://www.zoellerpumps.com/en-us/products/package-systems/qls-series | EA | 4520 |  | 53514443184 | 4 Weeks | 192 | LB | 192 | 0 | 0 | 1 Year | NO
33-2224 | Basin&Rail Asm/24X72/Sim/ZP/2"D@30"/Z-Rail/St Ha Cover/4"PS/Flt Tree/AFD | Basin&Rail Asm/24X72/Sim/ZP/2"D@30"/Z-Rail/St Ha Cover/4"PS/Flt Tree/AFD | https://www.zoellerpumps.com/en-us/products/package-systems/qls-series | EA | 5210 |  | 53514443191 | 4 Weeks | 245 | LB | 245 | 0 | 0 | 1 Year | NO
33-2225 | Basin&Rail Asm/24X72/Sim/ZP/2"D@30"/Z-Rail/Al Ha Cover/4"PS/Flt Tree/AFD | Basin&Rail Asm/24X72/Sim/ZP/2"D@30"/Z-Rail/Al Ha Cover/4"PS/Flt Tree/AFD | https://www.zoellerpumps.com/en-us/products/package-systems/qls-series | EA | 5670 |  | 53514443207 | 4 Weeks | 199 | LB | 199 | 0 | 0 | 1 Year | NO
33-2226 | Basin&Rail Asm/24X84/Sim/ZP/2"D@36"/Z-Rail/FG Cover/4"PS/Flt Tree/AFD | Basin&Rail Asm/24X84/Sim/ZP/2"D@36"/Z-Rail/FG Cover/4"PS/Flt Tree/AFD | https://www.zoellerpumps.com/en-us/products/package-systems/qls-series | EA | 4650 |  | 53514443214 | 4 Weeks | 213 | LB | 213 | 0 | 0 | 1 Year | NO
33-2227 | Basin&Rail Asm/24X84/Sim/ZP/2"D@36"/Z-Rail/St Ha Cover/4"PS/Flt Tree/AFD | Basin&Rail Asm/24X84/Sim/ZP/2"D@36"/Z-Rail/St Ha Cover/4"PS/Flt Tree/AFD | https://www.zoellerpumps.com/en-us/products/package-systems/qls-series | EA | 5340 |  | 53514443221 | 4 Weeks | 258 | LB | 258 | 0 | 0 | 1 Year | NO
33-2228 | Basin&Rail Asm/24X84/Sim/ZP/2"D@36"/Z-Rail/Al Ha Cover/4"PS/Flt Tree/AFD | Basin&Rail Asm/24X84/Sim/ZP/2"D@36"/Z-Rail/Al Ha Cover/4"PS/Flt Tree/AFD | https://www.zoellerpumps.com/en-us/products/package-systems/qls-series | EA | 5800 |  | 53514443238 | 4 Weeks | 220 | LB | 220 | 0 | 0 | 1 Year | NO
33-2229 | Basin&Rail Asm/24X84/Sim/ZP/2"D@48"/Z-Rail/FG Cover/4"PS/Flt Tree/AFD | Basin&Rail Asm/24X84/Sim/ZP/2"D@48"/Z-Rail/FG Cover/4"PS/Flt Tree/AFD | https://www.zoellerpumps.com/en-us/products/package-systems/qls-series | EA | 4650 |  | 53514443245 | 4 Weeks | 213 | LB | 213 | 0 | 0 | 1 Year | NO
33-2230 | Basin&Rail Asm/24X84/Sim/ZP/2"D@48"/Z-Rail/St Ha Cover/4"PS/Flt Tree/AFD | Basin&Rail Asm/24X84/Sim/ZP/2"D@48"/Z-Rail/St Ha Cover/4"PS/Flt Tree/AFD | https://www.zoellerpumps.com/en-us/products/package-systems/qls-series | EA | 5340 |  | 53514443252 | 4 Weeks | 258 | LB | 258 | 0 | 0 | 1 Year | NO
33-2231 | Basin&Rail Asm/24X84/Sim/ZP/2"D@48"/Z-Rail/Al Ha Cover/4"PS/Flt Tree/AFD | Basin&Rail Asm/24X84/Sim/ZP/2"D@48"/Z-Rail/Al Ha Cover/4"PS/Flt Tree/AFD | https://www.zoellerpumps.com/en-us/products/package-systems/qls-series | EA | 5800 |  | 53514443269 | 4 Weeks | 220 | LB | 220 | 0 | 0 | 1 Year | NO
33-2232 | Basin&Rail Asm/24X96/Sim/ZP/2"D@36"/Z-Rail/FG Cover/4"PS/Flt Tree/AFD | Basin&Rail Asm/24X96/Sim/ZP/2"D@36"/Z-Rail/FG Cover/4"PS/Flt Tree/AFD | https://www.zoellerpumps.com/en-us/products/package-systems/qls-series | EA | 5900 |  | 53514443276 | 4 Weeks | 230 | LB | 230 | 0 | 0 | 1 Year | NO
33-2233 | Basin&Rail Asm/24X96/Sim/ZP/2"D@36"/Z-Rail/St Ha Cover/4"PS/Flt Tree/AFD | Basin&Rail Asm/24X96/Sim/ZP/2"D@36"/Z-Rail/St Ha Cover/4"PS/Flt Tree/AFD | https://www.zoellerpumps.com/en-us/products/package-systems/qls-series | EA | 6590 |  | 53514443283 | 4 Weeks | 275 | LB | 275 | 0 | 0 | 1 Year | NO
33-2234 | Basin&Rail Asm/24X96/Sim/ZP/2"D@36"/Z-Rail/Al Ha Cover/4"PS/Flt Tree/AFD | Basin&Rail Asm/24X96/Sim/ZP/2"D@36"/Z-Rail/Al Ha Cover/4"PS/Flt Tree/AFD | https://www.zoellerpumps.com/en-us/products/package-systems/qls-series | EA | 7050 |  | 53514443290 | 4 Weeks | 237 | LB | 237 | 0 | 0 | 1 Year | NO
33-2235 | Basin&Rail Asm/24X96/Sim/ZP/2"D@48"/Z-Rail/FG Cover/4"PS/Flt Tree/AFD | Basin&Rail Asm/24X96/Sim/ZP/2"D@48"/Z-Rail/FG Cover/4"PS/Flt Tree/AFD | https://www.zoellerpumps.com/en-us/products/package-systems/qls-series | EA | 4887.5 |  | 53514443306 | 4 Weeks | 230 | LB | 230 | 0 | 0 | 1 Year | NO
33-2236 | Basin&Rail Asm/24X96/Sim/ZP/2"D@48"/Z-Rail/St Ha Cover/4"PS/Flt Tree/AFD | Basin&Rail Asm/24X96/Sim/ZP/2"D@48"/Z-Rail/St Ha Cover/4"PS/Flt Tree/AFD | https://www.zoellerpumps.com/en-us/products/package-systems/qls-series | EA | 6590 |  | 53514443313 | 4 Weeks | 275 | LB | 275 | 0 | 0 | 1 Year | NO
33-2237 | Basin&Rail Asm/24X96/Sim/ZP/2"D@48"/Z-Rail/Al Ha Cover/4"PS/Flt Tree/AFD | Basin&Rail Asm/24X96/Sim/ZP/2"D@48"/Z-Rail/Al Ha Cover/4"PS/Flt Tree/AFD | https://www.zoellerpumps.com/en-us/products/package-systems/qls-series | EA | 7050 |  | 53514443320 | 4 Weeks | 237 | LB | 237 | 0 | 0 | 1 Year | NO
33-2238 | Basin&Rail Asm/24X108/Sim/ZP/2"D@48"/Z-Rail/FG Cover/4"PS/Flt Tree/AFD | Basin&Rail Asm/24X108/Sim/ZP/2"D@48"/Z-Rail/FG Cover/4"PS/Flt Tree/AFD | https://www.zoellerpumps.com/en-us/products/package-systems/qls-series | EA | 6190 |  | 53514443337 | 4 Weeks | 248 | LB | 248 | 0 | 0 | 1 Year | NO
33-2239 | Basin&Rail Asm/24X108/Sim/ZP/2"D@48"/Z-Rail/St Ha Cover/4"PS/Flt Tree/AFD | Basin&Rail Asm/24X108/Sim/ZP/2"D@48"/Z-Rail/St Ha Cover/4"PS/Flt Tree/AFD | https://www.zoellerpumps.com/en-us/products/package-systems/qls-series | EA | 6880 |  | 53514443344 | 4 Weeks | 295 | LB | 295 | 0 | 0 | 1 Year | NO
33-2240 | Basin&Rail Asm/24X108/Sim/ZP/2"D@48"/Z-Rail/Al Ha Cover/4"PS/Flt Tree/AFD | Basin&Rail Asm/24X108/Sim/ZP/2"D@48"/Z-Rail/Al Ha Cover/4"PS/Flt Tree/AFD | https://www.zoellerpumps.com/en-us/products/package-systems/qls-series | EA | 7340 |  | 53514443351 | 4 Weeks | 255 | LB | 255 | 0 | 0 | 1 Year | NO
33-2241 | Basin&Rail Asm/24X120/Sim/ZP/2"D@48"/Z-Rail/FG Cover/4"PS/Flt Tree/AFD | Basin&Rail Asm/24X120/Sim/ZP/2"D@48"/Z-Rail/FG Cover/4"PS/Flt Tree/AFD | https://www.zoellerpumps.com/en-us/products/package-systems/qls-series | EA | 6470 |  | 53514443368 | 4 Weeks | 260 | LB | 260 | 0 | 0 | 1 Year | NO
33-2242 | Basin&Rail Asm/24X120/Sim/ZP/2"D@48"/Z-Rail/St Ha Cover/4"PS/Flt Tree/AFD | Basin&Rail Asm/24X120/Sim/ZP/2"D@48"/Z-Rail/St Ha Cover/4"PS/Flt Tree/AFD | https://www.zoellerpumps.com/en-us/products/package-systems/qls-series | EA | 7160 |  | 53514443375 | 4 Weeks | 305 | LB | 305 | 0 | 0 | 1 Year | NO
33-2243 | Basin&Rail Asm/24X120/Sim/ZP/2"D@48"/Z-Rail/Al Ha Cover/4"PS/Flt Tree/AFD | Basin&Rail Asm/24X120/Sim/ZP/2"D@48"/Z-Rail/Al Ha Cover/4"PS/Flt Tree/AFD | https://www.zoellerpumps.com/en-us/products/package-systems/qls-series | EA | 7620 |  | 53514443382 | 4 Weeks | 267 | LB | 267 | 0 | 0 | 1 Year | NO
33-2244 | Basin&Rail Asm/30X48/Sim/ZP/2"D@15"/Z-Rail/FG Cover/4"PS/Float Tree/AFD | Basin&Rail Asm/30X48/Sim/ZP/2"D@15"/Z-Rail/FG Cover/4"PS/Float Tree/AFD | https://www.zoellerpumps.com/en-us/products/package-systems/qls-series | EA | 4660 |  | 53514443399 | 4 Weeks | 202 | LB | 202 | 0 | 0 | 1 Year | NO
33-2245 | Basin&Rail Asm/30X48/Sim/ZP/2"D@15"/Z-Rail/St Ha Cover/4"PS/Float Tree/AFD | Basin&Rail Asm/30X48/Sim/ZP/2"D@15"/Z-Rail/St Ha Cover/4"PS/Float Tree/AFD | https://www.zoellerpumps.com/en-us/products/package-systems/qls-series | EA | 5760 |  | 53514443405 | 4 Weeks | 262 | LB | 262 | 0 | 0 | 1 Year | NO
33-2246 | Basin&Rail Asm/30X48/Sim/ZP/2"D@15"/Z-Rail/Al Ha Cover/4"PS/Float Tree/AFD | Basin&Rail Asm/30X48/Sim/ZP/2"D@15"/Z-Rail/Al Ha Cover/4"PS/Float Tree/AFD | https://www.zoellerpumps.com/en-us/products/package-systems/qls-series | EA | 6160 |  | 53514443412 | 4 Weeks | 212 | LB | 212 | 0 | 0 | 1 Year | NO
33-2247 | Basin&Rail Asm/30X60/Sim/ZP/2"D@24"/Z-Rail/FG Cover/4"PS/Float Tree/AFD | Basin&Rail Asm/30X60/Sim/ZP/2"D@24"/Z-Rail/FG Cover/4"PS/Float Tree/AFD | https://www.zoellerpumps.com/en-us/products/package-systems/qls-series | EA | 4870 |  | 53514443429 | 4 Weeks | 222 | LB | 222 | 0 | 0 | 1 Year | NO
33-2248 | Basin&Rail Asm/30X60/Sim/ZP/2"D@24"/Z-Rail/St Ha Cover/4"PS/Float Tree/AFD | Basin&Rail Asm/30X60/Sim/ZP/2"D@24"/Z-Rail/St Ha Cover/4"PS/Float Tree/AFD | https://www.zoellerpumps.com/en-us/products/package-systems/qls-series | EA | 5960 |  | 53514443436 | 4 Weeks | 222 | LB | 222 | 0 | 0 | 1 Year | NO
33-2249 | Basin&Rail Asm/30X60/Sim/ZP/2"D@24"/Z-Rail/Al Ha Cover/4"PS/Float Tree/AFD | Basin&Rail Asm/30X60/Sim/ZP/2"D@24"/Z-Rail/Al Ha Cover/4"PS/Float Tree/AFD | https://www.zoellerpumps.com/en-us/products/package-systems/qls-series | EA | 6370 |  | 53514443443 | 4 Weeks | 232 | LB | 232 | 0 | 0 | 1 Year | NO
33-2250 | Basin&Rail Asm/30X72/Sim/ZP/2"D@30"/Z-Rail/FG Cover/4"PS/Float Tree/AFD | Basin&Rail Asm/30X72/Sim/ZP/2"D@30"/Z-Rail/FG Cover/4"PS/Float Tree/AFD | https://www.zoellerpumps.com/en-us/products/package-systems/qls-series | EA | 5073.8 |  | 53514443450 | 4 Weeks | 143 | LB | 143 | 0 | 0 | 1 Year | NO
33-2251 | Basin&Rail Asm/30X72/Sim/ZP/2"D@30"/Z-Rail/St Ha Cover/4"PS/Float Tree/AFD | Basin&Rail Asm/30X72/Sim/ZP/2"D@30"/Z-Rail/St Ha Cover/4"PS/Float Tree/AFD | https://www.zoellerpumps.com/en-us/products/package-systems/qls-series | EA | 6170 |  | 53514443467 | 4 Weeks | 243 | LB | 243 | 0 | 0 | 1 Year | NO
33-2252 | Basin&Rail Asm/30X72/Sim/ZP/2"D@30"/Z-Rail/Al Ha Cover/4"PS/Float Tree/AFD | Basin&Rail Asm/30X72/Sim/ZP/2"D@30"/Z-Rail/Al Ha Cover/4"PS/Float Tree/AFD | https://www.zoellerpumps.com/en-us/products/package-systems/qls-series | EA | 6570 |  | 53514437114 | 4 Weeks | 253 | LB | 253 | 0 | 0 | 1 Year | NO
33-2253 | Basin&Rail Asm/30X84/Sim/ZP/2"D@36"/Z-Rail/FG Cover/4"PS/Float Tree/AFD | Basin&Rail Asm/30X84/Sim/ZP/2"D@36"/Z-Rail/FG Cover/4"PS/Float Tree/AFD | https://www.zoellerpumps.com/en-us/products/package-systems/qls-series | EA | 5280.8 |  | 53514443474 | 4 Weeks | 300 | LB | 300 | 0 | 0 | 1 Year | NO
33-2254 | Basin&Rail Asm/30X84/Sim/ZP/2"D@36"/Z-Rail/St Ha Cover/4"PS/Float Tree/AFD | Basin&Rail Asm/30X84/Sim/ZP/2"D@36"/Z-Rail/St Ha Cover/4"PS/Float Tree/AFD | https://www.zoellerpumps.com/en-us/products/package-systems/qls-series | EA | 6380 |  | 53514443481 | 4 Weeks | 359 | LB | 359 | 0 | 0 | 1 Year | NO
33-2255 | Basin&Rail Asm/30X84/Sim/ZP/2"D@36"/Z-Rail/Al Ha Cover/4"PS/Float Tree/AFD | Basin&Rail Asm/30X84/Sim/ZP/2"D@36"/Z-Rail/Al Ha Cover/4"PS/Float Tree/AFD | https://www.zoellerpumps.com/en-us/products/package-systems/qls-series | EA | 6780 |  | 53514443498 | 4 Weeks | 309 | LB | 309 | 0 | 0 | 1 Year | NO
33-2256 | Basin&Rail Asm/30X84/Sim/ZP/2"D@48"/Z-Rail/FG Cover/4"PS/Float Tree/AFD | Basin&Rail Asm/30X84/Sim/ZP/2"D@48"/Z-Rail/FG Cover/4"PS/Float Tree/AFD | https://www.zoellerpumps.com/en-us/products/package-systems/qls-series | EA | 5280 |  | 53514443504 | 4 Weeks | 300 | LB | 300 | 0 | 0 | 1 Year | NO
33-2257 | Basin&Rail Asm/30X84/Sim/ZP/2"D@48"/Z-Rail/St Ha Cover/4"PS/Float Tree/AFD | Basin&Rail Asm/30X84/Sim/ZP/2"D@48"/Z-Rail/St Ha Cover/4"PS/Float Tree/AFD | https://www.zoellerpumps.com/en-us/products/package-systems/qls-series | EA | 6380 |  | 53514443511 | 4 Weeks | 300 | LB | 300 | 0 | 0 | 1 Year | NO
33-2258 | Basin&Rail Asm/30X84/Sim/ZP/2"D@48"/Z-Rail/Al Ha Cover/4"PS/Float Tree/AFD | Basin&Rail Asm/30X84/Sim/ZP/2"D@48"/Z-Rail/Al Ha Cover/4"PS/Float Tree/AFD | https://www.zoellerpumps.com/en-us/products/package-systems/qls-series | EA | 6780 |  | 53514443528 | 4 Weeks | 309 | LB | 309 | 0 | 0 | 1 Year | NO
33-2259 | Basin&Rail Asm/30X96/Sim/ZP/2"D@36"/Z-Rail/FG Cover/4"PS/Float Tree/AFD | Basin&Rail Asm/30X96/Sim/ZP/2"D@36"/Z-Rail/FG Cover/4"PS/Float Tree/AFD | https://www.zoellerpumps.com/en-us/products/package-systems/qls-series | EA | 6810 |  | 53514443535 | 4 Weeks | 314 | LB | 314 | 0 | 0 | 1 Year | NO
33-2260 | Basin&Rail Asm/30X96/Sim/ZP/2"D@36"/Z-Rail/St Ha Cover/4"PS/Float Tree/AFD | Basin&Rail Asm/30X96/Sim/ZP/2"D@36"/Z-Rail/St Ha Cover/4"PS/Float Tree/AFD | https://www.zoellerpumps.com/en-us/products/package-systems/qls-series | EA | 7900 |  | 53514443542 | 4 Weeks | 374 | LB | 374 | 0 | 0 | 1 Year | NO
33-2261 | Basin&Rail Asm/30X96/Sim/ZP/2"D@36"/Z-Rail/Al Ha Cover/4"PS/Float Tree/AFD | Basin&Rail Asm/30X96/Sim/ZP/2"D@36"/Z-Rail/Al Ha Cover/4"PS/Float Tree/AFD | https://www.zoellerpumps.com/en-us/products/package-systems/qls-series | EA | 8300 |  | 53514443559 | 4 Weeks | 324 | LB | 324 | 0 | 0 | 1 Year | NO
33-2262 | Basin&Rail Asm/30X96/Sim/ZP/2"D@48"/Z-Rail/FG Cover/4"PS/Float Tree/AFD | Basin&Rail Asm/30X96/Sim/ZP/2"D@48"/Z-Rail/FG Cover/4"PS/Float Tree/AFD | https://www.zoellerpumps.com/en-us/products/package-systems/qls-series | EA | 6810 |  | 53514443566 | 4 Weeks | 314 | LB | 314 | 0 | 0 | 1 Year | NO
33-2263 | Basin&Rail Asm/30X96/Sim/ZP/2"D@48"/Z-Rail/St Ha Cover/4"PS/Float Tree/AFD | Basin&Rail Asm/30X96/Sim/ZP/2"D@48"/Z-Rail/St Ha Cover/4"PS/Float Tree/AFD | https://www.zoellerpumps.com/en-us/products/package-systems/qls-series | EA | 7900 |  | 53514443573 | 4 Weeks | 374 | LB | 374 | 0 | 0 | 1 Year | NO
33-2264 | Basin&Rail Asm/30X96/Sim/ZP/2"D@48"/Z-Rail/Al Ha Cover/4"PS/Float Tree/AFD | Basin&Rail Asm/30X96/Sim/ZP/2"D@48"/Z-Rail/Al Ha Cover/4"PS/Float Tree/AFD | https://www.zoellerpumps.com/en-us/products/package-systems/qls-series | EA | 8300 |  | 53514443580 | 4 Weeks | 324 | LB | 324 | 0 | 0 | 1 Year | NO
33-2265 | Basin&Rail Asm/30X108/Sim/ZP/2"D@48"/Z-Rail/FG Cover/4"PS/Float Tree/AFD | Basin&Rail Asm/30X108/Sim/ZP/2"D@48"/Z-Rail/FG Cover/4"PS/Float Tree/AFD | https://www.zoellerpumps.com/en-us/products/package-systems/qls-series | EA | 7180 |  | 53514443597 | 4 Weeks | 329 | LB | 329 | 0 | 0 | 1 Year | NO
33-2266 | Basin&Rail Asm/30X108/Sim/ZP/2"D@48"/Z-Rail/St Ha Cover/4"PS/Float Tree/AFD | Basin&Rail Asm/30X108/Sim/ZP/2"D@48"/Z-Rail/St Ha Cover/4"PS/Float Tree/AFD | https://www.zoellerpumps.com/en-us/products/package-systems/qls-series | EA | 8270 |  | 53514443603 | 4 Weeks | 389 | LB | 389 | 0 | 0 | 1 Year | NO
33-2267 | Basin&Rail Asm/30X108/Sim/ZP/2"D@48"/Z-Rail/Al Ha Cover/4"PS/Float Tree/AFD | Basin&Rail Asm/30X108/Sim/ZP/2"D@48"/Z-Rail/Al Ha Cover/4"PS/Float Tree/AFD | https://www.zoellerpumps.com/en-us/products/package-systems/qls-series | EA | 8670 |  | 53514443610 | 4 Weeks | 329 | LB | 329 | 0 | 0 | 1 Year | NO
33-2268 | Basin&Rail Asm/30X120/Sim/ZP/2"D@48"/Z-Rail/FG Cover/4"PS/Float Tree/AFD | Basin&Rail Asm/30X120/Sim/ZP/2"D@48"/Z-Rail/FG Cover/4"PS/Float Tree/AFD | https://www.zoellerpumps.com/en-us/products/package-systems/qls-series | EA | 7540 |  | 53514443627 | 4 Weeks | 345 | LB | 345 | 0 | 0 | 1 Year | NO
33-2269 | Basin&Rail Asm/30X120/Sim/ZP/2"D@48"/Z-Rail/St Ha Cover/4"PS/Float Tree/AFD | Basin&Rail Asm/30X120/Sim/ZP/2"D@48"/Z-Rail/St Ha Cover/4"PS/Float Tree/AFD | https://www.zoellerpumps.com/en-us/products/package-systems/qls-series | EA | 8640 |  | 53514443634 | 4 Weeks | 405 | LB | 405 | 0 | 0 | 1 Year | NO
33-2270 | Basin&Rail Asm/30X120/Sim/ZP/2"D@48"/Z-Rail/Al Ha Cover/4"PS/Float Tree/AFD | Basin&Rail Asm/30X120/Sim/ZP/2"D@48"/Z-Rail/Al Ha Cover/4"PS/Float Tree/AFD | https://www.zoellerpumps.com/en-us/products/package-systems/qls-series | EA | 9040 |  | 53514443641 | 4 Weeks | 355 | LB | 355 | 0 | 0 | 1 Year | NO
33-2271 | Basin&Rail Asm/36X48/Dup/ZP/2"D@19"/Z-Rail/FG Cover/4"PS/Float Tree/AFD | Basin&Rail Asm/36X48/Dup/ZP/2"D@19"/Z-Rail/FG Cover/4"PS/Float Tree/AFD | https://www.zoellerpumps.com/en-us/products/package-systems/qls-series | EA | 6630 |  | 53514443658 | 4 Weeks | 258 | LB | 258 | 0 | 0 | 1 Year | NO
33-2272 | Basin&Rail Asm/36X48/Dup/ZP/2"D@19"/Z-Rail/St Ha Cover/4"PS/Float Tree/AFD | Basin&Rail Asm/36X48/Dup/ZP/2"D@19"/Z-Rail/St Ha Cover/4"PS/Float Tree/AFD | https://www.zoellerpumps.com/en-us/products/package-systems/qls-series | EA | 7770 |  | 53514443665 | 4 Weeks | 325 | LB | 325 | 0 | 0 | 1 Year | NO
33-2273 | Basin&Rail Asm/36X48/Dup/ZP/2"D@19"/Z-Rail/Al Ha Cover/4"PS/Float Tree/AFD | Basin&Rail Asm/36X48/Dup/ZP/2"D@19"/Z-Rail/Al Ha Cover/4"PS/Float Tree/AFD | https://www.zoellerpumps.com/en-us/products/package-systems/qls-series | EA | 8690 |  | 53514443672 | 4 Weeks | 265 | LB | 265 | 0 | 0 | 1 Year | NO
33-2274 | Basin&Rail Asm/36X60/Dup/ZP/2"D@24"/Z-Rail/FG Cover/4"PS/Float Tree/AFD | Basin&Rail Asm/36X60/Dup/ZP/2"D@24"/Z-Rail/FG Cover/4"PS/Float Tree/AFD | https://www.zoellerpumps.com/en-us/products/package-systems/qls-series | EA | 6870 |  | 53514443689 | 4 Weeks | 272 | LB | 272 | 0 | 0 | 1 Year | NO
33-2275 | Basin&Rail Asm/36X60/Dup/ZP/2"D@24"/Z-Rail/St Ha Cover/4"PS/Float Tree/AFD | Basin&Rail Asm/36X60/Dup/ZP/2"D@24"/Z-Rail/St Ha Cover/4"PS/Float Tree/AFD | https://www.zoellerpumps.com/en-us/products/package-systems/qls-series | EA | 8020 |  | 53514443696 | 4 Weeks | 339 | LB | 339 | 0 | 0 | 1 Year | NO
33-2276 | Basin&Rail Asm/36X60/Dup/ZP/2"D@24"/Z-Rail/Al Ha Cover/4"PS/Float Tree/AFD | Basin&Rail Asm/36X60/Dup/ZP/2"D@24"/Z-Rail/Al Ha Cover/4"PS/Float Tree/AFD | https://www.zoellerpumps.com/en-us/products/package-systems/qls-series | EA | 8940 |  | 53514443702 | 4 Weeks | 279 | LB | 279 | 0 | 0 | 1 Year | NO
33-2277 | Basin&Rail Asm/36X72/Dup/ZP/2"D@30"/Z-Rail/FG Cover/4"PS/Float Tree/AFD | Basin&Rail Asm/36X72/Dup/ZP/2"D@30"/Z-Rail/FG Cover/4"PS/Float Tree/AFD | https://www.zoellerpumps.com/en-us/products/package-systems/qls-series | EA | 7120 |  | 53514443719 | 4 Weeks | 285 | LB | 285 | 0 | 0 | 1 Year | NO
33-2278 | Basin&Rail Asm/36X72/Dup/ZP/2"D@30"/Z-Rail/St Ha Cover/4"PS/Float Tree/AFD | Basin&Rail Asm/36X72/Dup/ZP/2"D@30"/Z-Rail/St Ha Cover/4"PS/Float Tree/AFD | https://www.zoellerpumps.com/en-us/products/package-systems/qls-series | EA | 8270 |  | 53514443726 | 4 Weeks | 352 | LB | 352 | 0 | 0 | 1 Year | NO
33-2279 | Basin&Rail Asm/36X72/Dup/ZP/2"D@30"/Z-Rail/Al Ha Cover/4"PS/Float Tree/AFD | Basin&Rail Asm/36X72/Dup/ZP/2"D@30"/Z-Rail/Al Ha Cover/4"PS/Float Tree/AFD | https://www.zoellerpumps.com/en-us/products/package-systems/qls-series | EA | 9190 |  | 53514443733 | 4 Weeks | 292 | LB | 292 | 0 | 0 | 1 Year | NO
33-2280 | Basin&Rail Asm/36X84/Dup/ZP/2"D@36"/Z-Rail/FG Cover/4"PS/Float Tree/AFD | Basin&Rail Asm/36X84/Dup/ZP/2"D@36"/Z-Rail/FG Cover/4"PS/Float Tree/AFD | https://www.zoellerpumps.com/en-us/products/package-systems/qls-series | EA | 7380 |  | 53514443740 | 4 Weeks | 304 | LB | 304 | 0 | 0 | 1 Year | NO
33-2281 | Basin&Rail Asm/36X84/Dup/ZP/2"D@36"/Z-Rail/St Ha Cover/4"PS/Float Tree/AFD | Basin&Rail Asm/36X84/Dup/ZP/2"D@36"/Z-Rail/St Ha Cover/4"PS/Float Tree/AFD | https://www.zoellerpumps.com/en-us/products/package-systems/qls-series | EA | 8530 |  | 53514443757 | 4 Weeks | 371 | LB | 371 | 0 | 0 | 1 Year | NO
33-2282 | Basin&Rail Asm/36X84/Dup/ZP/2"D@36"/Z-Rail/Al Ha Cover/4"PS/Float Tree/AFD | Basin&Rail Asm/36X84/Dup/ZP/2"D@36"/Z-Rail/Al Ha Cover/4"PS/Float Tree/AFD | https://www.zoellerpumps.com/en-us/products/package-systems/qls-series | EA | 9450 |  | 53514443764 | 4 Weeks | 311 | LB | 311 | 0 | 0 | 1 Year | NO
33-2283 | Basin&Rail Asm/36X84/Dup/ZP/2"D@48"/Z-Rail/FG Cover/4"PS/Float Tree/AFD | Basin&Rail Asm/36X84/Dup/ZP/2"D@48"/Z-Rail/FG Cover/4"PS/Float Tree/AFD | https://www.zoellerpumps.com/en-us/products/package-systems/qls-series | EA | 7380 |  | 53514443771 | 4 Weeks | 304 | LB | 304 | 0 | 0 | 1 Year | NO
33-2284 | Basin&Rail Asm/36X84/Dup/ZP/2"D@48"/Z-Rail/St Ha Cover/4"PS/Float Tree/AFD | Basin&Rail Asm/36X84/Dup/ZP/2"D@48"/Z-Rail/St Ha Cover/4"PS/Float Tree/AFD | https://www.zoellerpumps.com/en-us/products/package-systems/qls-series | EA | 8530 |  | 53514443788 | 4 Weeks | 371 | LB | 371 | 0 | 0 | 1 Year | NO
33-2285 | Basin&Rail Asm/36X84/Dup/ZP/2"D@48"/Z-Rail/Al Ha Cover/4"PS/Float Tree/AFD | Basin&Rail Asm/36X84/Dup/ZP/2"D@48"/Z-Rail/Al Ha Cover/4"PS/Float Tree/AFD | https://www.zoellerpumps.com/en-us/products/package-systems/qls-series | EA | 9450 |  | 53514443795 | 4 Weeks | 311 | LB | 311 | 0 | 0 | 1 Year | NO
33-2286 | Basin&Rail Asm/36X96/Dup/ZP/2"D@36"/Z-Rail/FG Cover/4"PS/Float Tree/AFD | Basin&Rail Asm/36X96/Dup/ZP/2"D@36"/Z-Rail/FG Cover/4"PS/Float Tree/AFD | https://www.zoellerpumps.com/en-us/products/package-systems/qls-series | EA | 9180 |  | 53514443801 | 4 Weeks | 332 | LB | 332 | 0 | 0 | 1 Year | NO
33-2287 | Basin&Rail Asm/36X96/Dup/ZP/2"D@36"/Z-Rail/St Ha Cover/4"PS/Float Tree/AFD | Basin&Rail Asm/36X96/Dup/ZP/2"D@36"/Z-Rail/St Ha Cover/4"PS/Float Tree/AFD | https://www.zoellerpumps.com/en-us/products/package-systems/qls-series | EA | 10330 |  | 53514443818 | 4 Weeks | 399 | LB | 399 | 0 | 0 | 1 Year | NO
33-2288 | Basin&Rail Asm/36X96/Dup/ZP/2"D@36"/Z-Rail/Al Ha Cover/4"PS/Float Tree/AFD | Basin&Rail Asm/36X96/Dup/ZP/2"D@36"/Z-Rail/Al Ha Cover/4"PS/Float Tree/AFD | https://www.zoellerpumps.com/en-us/products/package-systems/qls-series | EA | 11250 |  | 53514443825 | 4 Weeks | 339 | LB | 339 | 0 | 0 | 1 Year | NO
33-2289 | Basin&Rail Asm/36X96/Dup/ZP/2"D@48"/Z-Rail/FG Cover/4"PS/Float Tree/AFD | Basin&Rail Asm/36X96/Dup/ZP/2"D@48"/Z-Rail/FG Cover/4"PS/Float Tree/AFD | https://www.zoellerpumps.com/en-us/products/package-systems/qls-series | EA | 9180 |  | 53514443832 | 4 Weeks | 332 | LB | 332 | 0 | 0 | 1 Year | NO
33-2290 | Basin&Rail Asm/36X96/Dup/ZP/2"D@48"/Z-Rail/St Ha Cover/4"PS/Float Tree/AFD | Basin&Rail Asm/36X96/Dup/ZP/2"D@48"/Z-Rail/St Ha Cover/4"PS/Float Tree/AFD | https://www.zoellerpumps.com/en-us/products/package-systems/qls-series | EA | 10330 |  | 53514443849 | 4 Weeks | 399 | LB | 399 | 0 | 0 | 1 Year | NO
33-2291 | Basin&Rail Asm/36X96/Dup/ZP/2"D@48"/Z-Rail/Al Ha Cover/4"PS/Float Tree/AFD | Basin&Rail Asm/36X96/Dup/ZP/2"D@48"/Z-Rail/Al Ha Cover/4"PS/Float Tree/AFD | https://www.zoellerpumps.com/en-us/products/package-systems/qls-series | EA | 11250 |  | 53514443856 | 4 Weeks | 339 | LB | 339 | 0 | 0 | 1 Year | NO
33-2292 | Basin&Rail Asm/36X108/Dup/ZP/2"D@48"/Z-Rail/FG Cover/4"PS/Float Tree/AFD | Basin&Rail Asm/36X108/Dup/ZP/2"D@48"/Z-Rail/FG Cover/4"PS/Float Tree/AFD | https://www.zoellerpumps.com/en-us/products/package-systems/qls-series | EA | 10100 |  | 53514443863 | 4 Weeks | 359 | LB | 359 | 0 | 0 | 1 Year | NO
33-2293 | Basin&Rail Asm/36X108/Dup/ZP/2"D@48"/Z-Rail/St Ha Cover/4"PS/Float Tree/AFD | Basin&Rail Asm/36X108/Dup/ZP/2"D@48"/Z-Rail/St Ha Cover/4"PS/Float Tree/AFD | https://www.zoellerpumps.com/en-us/products/package-systems/qls-series | EA | 11250 |  | 53514443870 | 4 Weeks | 439 | LB | 439 | 0 | 0 | 1 Year | NO
33-2294 | Basin&Rail Asm/36X108/Dup/ZP/2"D@48"/Z-Rail/Al Ha Cover/4"PS/Float Tree/AFD | Basin&Rail Asm/36X108/Dup/ZP/2"D@48"/Z-Rail/Al Ha Cover/4"PS/Float Tree/AFD | https://www.zoellerpumps.com/en-us/products/package-systems/qls-series | EA | 12170 |  | 53514443887 | 4 Weeks | 364 | LB | 364 | 0 | 0 | 1 Year | NO
33-2295 | Basin&Rail Asm/36X120/Dup/ZP/2"D@48"/Z-Rail/FG Cover/4"PS/Float Tree/AFD | Basin&Rail Asm/36X120/Dup/ZP/2"D@48"/Z-Rail/FG Cover/4"PS/Float Tree/AFD | https://www.zoellerpumps.com/en-us/products/package-systems/qls-series | EA | 11020 |  | 53514443894 | 4 Weeks | 379 | LB | 379 | 0 | 0 | 1 Year | NO
33-2296 | Basin&Rail Asm/36X120/Dup/ZP/2"D@48"/Z-Rail/St Ha Cover/4"PS/Float Tree/AFD | Basin&Rail Asm/36X120/Dup/ZP/2"D@48"/Z-Rail/St Ha Cover/4"PS/Float Tree/AFD | https://www.zoellerpumps.com/en-us/products/package-systems/qls-series | EA | 12170 |  | 53514443900 | 4 Weeks | 459 | LB | 459 | 0 | 0 | 1 Year | NO
33-2297 | Basin&Rail Asm/36X120/Dup/ZP/2"D@48"/Z-Rail/Al Ha Cover/4"PS/Float Tree/AFD | Basin&Rail Asm/36X120/Dup/ZP/2"D@48"/Z-Rail/Al Ha Cover/4"PS/Float Tree/AFD | https://www.zoellerpumps.com/en-us/products/package-systems/qls-series | EA | 13090 |  | 53514443917 | 4 Weeks | 384 | LB | 384 | 0 | 0 | 1 Year | NO
33-2298 | Basin&Rail Asm/48X48/Dup/ZP/2"D@19"/Z-Rail/FG Cover/4"PS/Float Tree/AFD | Basin&Rail Asm/48X48/Dup/ZP/2"D@19"/Z-Rail/FG Cover/4"PS/Float Tree/AFD | https://www.zoellerpumps.com/en-us/products/package-systems/qls-series | EA | 7660 |  | 53514443924 | 4 Weeks | 479 | LB | 479 | 0 | 0 | 1 Year | NO
33-2299 | Basin&Rail Asm/48X48/Dup/ZP/2"D@19"/Z-Rail/St Ha Cover/4"PS/Float Tree/AFD | Basin&Rail Asm/48X48/Dup/ZP/2"D@19"/Z-Rail/St Ha Cover/4"PS/Float Tree/AFD | https://www.zoellerpumps.com/en-us/products/package-systems/qls-series | EA | 8930 |  | 53514443931 | 4 Weeks | 553 | LB | 553 | 0 | 0 | 1 Year | NO
33-2300 | Basin&Rail Asm/48X48/Dup/ZP/2"D@19"/Z-Rail/Al Ha Cover/4"PS/Float Tree/AFD | Basin&Rail Asm/48X48/Dup/ZP/2"D@19"/Z-Rail/Al Ha Cover/4"PS/Float Tree/AFD | https://www.zoellerpumps.com/en-us/products/package-systems/qls-series | EA | 9960 |  | 53514443948 | 4 Weeks | 489 | LB | 489 | 0 | 0 | 1 Year | NO
33-2301 | Basin&Rail Asm/48X60/Dup/ZP/2"D@24"/Z-Rail/FG Cover/4"PS/Float Tree/AFD | Basin&Rail Asm/48X60/Dup/ZP/2"D@24"/Z-Rail/FG Cover/4"PS/Float Tree/AFD | https://www.zoellerpumps.com/en-us/products/package-systems/qls-series | EA | 8410 |  | 53514441456 | 4 Weeks | 540 | LB | 540 | 0 | 0 | 1 Year | NO
33-2302 | Basin&Rail Asm/48X60/Dup/ZP/2"D@24"/Z-Rail/St Ha Cover/4"PS/Float Tree/AFD | Basin&Rail Asm/48X60/Dup/ZP/2"D@24"/Z-Rail/St Ha Cover/4"PS/Float Tree/AFD | https://www.zoellerpumps.com/en-us/products/package-systems/qls-series | EA | 9680 |  | 53514443955 | 4 Weeks | 670 | LB | 670 | 0 | 0 | 1 Year | NO
33-2303 | Basin&Rail Asm/48X60/Dup/ZP/2"D@24"/Z-Rail/Al Ha Cover/4"PS/Float Tree/AFD | Basin&Rail Asm/48X60/Dup/ZP/2"D@24"/Z-Rail/Al Ha Cover/4"PS/Float Tree/AFD | https://www.zoellerpumps.com/en-us/products/package-systems/qls-series | EA | 10710 |  | 53514443962 | 4 Weeks | 550 | LB | 550 | 0 | 0 | 1 Year | NO
33-2304 | Basin&Rail Asm/48X72/Dup/ZP/2"D@30"/Z-Rail/FG Cover/4"PS/Float Tree/AFD | Basin&Rail Asm/48X72/Dup/ZP/2"D@30"/Z-Rail/FG Cover/4"PS/Float Tree/AFD | https://www.zoellerpumps.com/en-us/products/package-systems/qls-series | EA | 9160 |  | 53514443979 | 4 Weeks | 585 | LB | 585 | 0 | 0 | 1 Year | NO
33-2305 | Basin&Rail Asm/48X72/Dup/ZP/2"D@30"/Z-Rail/St Ha Cover/4"PS/Float Tree/AFD | Basin&Rail Asm/48X72/Dup/ZP/2"D@30"/Z-Rail/St Ha Cover/4"PS/Float Tree/AFD | https://www.zoellerpumps.com/en-us/products/package-systems/qls-series | EA | 10420 |  | 53514443986 | 4 Weeks | 715 | LB | 715 | 0 | 0 | 1 Year | NO
33-2306 | Basin&Rail Asm/48X72/Dup/ZP/2"D@30"/Z-Rail/Al Ha Cover/4"PS/Float Tree/AFD | Basin&Rail Asm/48X72/Dup/ZP/2"D@30"/Z-Rail/Al Ha Cover/4"PS/Float Tree/AFD | https://www.zoellerpumps.com/en-us/products/package-systems/qls-series | EA | 11460 |  | 53514443993 | 4 Weeks | 595 | LB | 595 | 0 | 0 | 1 Year | NO
33-2307 | Basin&Rail Asm/48X84/Dup/ZP/2"D@36"/Z-Rail/FG Cover/4"PS/Float Tree/AFD | Basin&Rail Asm/48X84/Dup/ZP/2"D@36"/Z-Rail/FG Cover/4"PS/Float Tree/AFD | https://www.zoellerpumps.com/en-us/products/package-systems/qls-series | EA | 9910 |  | 53514444006 | 4 Weeks | 655 | LB | 655 | 0 | 0 | 1 Year | NO
33-2308 | Basin&Rail Asm/48X84/Dup/ZP/2"D@36"/Z-Rail/St Ha Cover/4"PS/Float Tree/AFD | Basin&Rail Asm/48X84/Dup/ZP/2"D@36"/Z-Rail/St Ha Cover/4"PS/Float Tree/AFD | https://www.zoellerpumps.com/en-us/products/package-systems/qls-series | EA | 11170 |  | 53514444013 | 4 Weeks | 785 | LB | 785 | 0 | 0 | 1 Year | NO
33-2309 | Basin&Rail Asm/48X84/Dup/ZP/2"D@36"/Z-Rail/Al Ha Cover/4"PS/Float Tree/AFD | Basin&Rail Asm/48X84/Dup/ZP/2"D@36"/Z-Rail/Al Ha Cover/4"PS/Float Tree/AFD | https://www.zoellerpumps.com/en-us/products/package-systems/qls-series | EA | 12210 |  | 53514444020 | 4 Weeks | 665 | LB | 665 | 0 | 0 | 1 Year | NO
33-2310 | Basin&Rail Asm/48X84/Dup/ZP/2"D@48"/Z-Rail/FG Cover/4"PS/Float Tree/AFD | Basin&Rail Asm/48X84/Dup/ZP/2"D@48"/Z-Rail/FG Cover/4"PS/Float Tree/AFD | https://www.zoellerpumps.com/en-us/products/package-systems/qls-series | EA | 9910 |  | 53514444037 | 4 Weeks | 655 | LB | 655 | 0 | 0 | 1 Year | NO
33-2311 | Basin&Rail Asm/48X84/Dup/ZP/2"D@48"/Z-Rail/St Ha Cover/4"PS/Float Tree/AFD | Basin&Rail Asm/48X84/Dup/ZP/2"D@48"/Z-Rail/St Ha Cover/4"PS/Float Tree/AFD | https://www.zoellerpumps.com/en-us/products/package-systems/qls-series | EA | 11170 |  | 53514444044 | 4 Weeks | 785 | LB | 785 | 0 | 0 | 1 Year | NO
33-2312 | Basin&Rail Asm/48X84/Dup/ZP/2"D@48"/Z-Rail/Al Ha Cover/4"PS/Float Tree/AFD | Basin&Rail Asm/48X84/Dup/ZP/2"D@48"/Z-Rail/Al Ha Cover/4"PS/Float Tree/AFD | https://www.zoellerpumps.com/en-us/products/package-systems/qls-series | EA | 12210 |  | 53514444051 | 4 Weeks | 665 | LB | 665 | 0 | 0 | 1 Year | NO
33-2313 | Basin&Rail Asm/48X96/Dup/ZP/2"D@36"/Z-Rail/FG Cover/4"PS/Float Tree/AFD | Basin&Rail Asm/48X96/Dup/ZP/2"D@36"/Z-Rail/FG Cover/4"PS/Float Tree/AFD | https://www.zoellerpumps.com/en-us/products/package-systems/qls-series | EA | 11770 |  | 53514444068 | 4 Weeks | 695 | LB | 695 | 0 | 0 | 1 Year | NO
33-2314 | Basin&Rail Asm/48X96/Dup/ZP/2"D@36"/Z-Rail/St Ha Cover/4"PS/Float Tree/AFD | Basin&Rail Asm/48X96/Dup/ZP/2"D@36"/Z-Rail/St Ha Cover/4"PS/Float Tree/AFD | https://www.zoellerpumps.com/en-us/products/package-systems/qls-series | EA | 13040 |  | 53514444075 | 4 Weeks | 825 | LB | 825 | 0 | 0 | 1 Year | NO
33-2315 | Basin&Rail Asm/48X96/Dup/ZP/2"D@36"/Z-Rail/Al Ha Cover/4"PS/Float Tree/AFD | Basin&Rail Asm/48X96/Dup/ZP/2"D@36"/Z-Rail/Al Ha Cover/4"PS/Float Tree/AFD | https://www.zoellerpumps.com/en-us/products/package-systems/qls-series | EA | 14070 |  | 53514444082 | 4 Weeks | 705 | LB | 705 | 0 | 0 | 1 Year | NO
33-2316 | Basin&Rail Asm/48X96/Dup/ZP/2"D@48"/Z-Rail/FG Cover/4"PS/Float Tree/AFD | Basin&Rail Asm/48X96/Dup/ZP/2"D@48"/Z-Rail/FG Cover/4"PS/Float Tree/AFD | https://www.zoellerpumps.com/en-us/products/package-systems/qls-series | EA | 11770 |  | 53514444099 | 4 Weeks | 695 | LB | 695 | 0 | 0 | 1 Year | NO
33-2317 | Basin&Rail Asm/48X96/Dup/ZP/2"D@48"/Z-Rail/St Ha Cover/4"PS/Float Tree/AFD | Basin&Rail Asm/48X96/Dup/ZP/2"D@48"/Z-Rail/St Ha Cover/4"PS/Float Tree/AFD | https://www.zoellerpumps.com/en-us/products/package-systems/qls-series | EA | 9890 |  | 53514444105 | 4 Weeks | 825 | LB | 825 | 0 | 0 | 1 Year | NO
33-2318 | Basin&Rail Asm/48X96/Dup/ZP/2"D@48"/Z-Rail/Al Ha Cover/4"PS/Float Tree/AFD | Basin&Rail Asm/48X96/Dup/ZP/2"D@48"/Z-Rail/Al Ha Cover/4"PS/Float Tree/AFD | https://www.zoellerpumps.com/en-us/products/package-systems/qls-series | EA | 14070 |  | 53514444112 | 4 Weeks | 705 | LB | 705 | 0 | 0 | 1 Year | NO
33-2319 | Basin&Rail Asm/48X108/Dup/ZP/2"D@48"/Z-Rail/FG Cover/4"PS/Float Tree/AFD | Basin&Rail Asm/48X108/Dup/ZP/2"D@48"/Z-Rail/FG Cover/4"PS/Float Tree/AFD | https://www.zoellerpumps.com/en-us/products/package-systems/qls-series | EA | 12870 |  | 53514444129 | 4 Weeks | 735 | LB | 735 | 0 | 0 | 1 Year | NO
33-2320 | Basin&Rail Asm/48X108/Dup/ZP/2"D@48"/Z-Rail/St Ha Cover/4"PS/Float Tree/AFD | Basin&Rail Asm/48X108/Dup/ZP/2"D@48"/Z-Rail/St Ha Cover/4"PS/Float Tree/AFD | https://www.zoellerpumps.com/en-us/products/package-systems/qls-series | EA | 12870 |  | 53514444136 | 4 Weeks | 865 | LB | 865 | 0 | 0 | 1 Year | NO
33-2321 | Basin&Rail Asm/48X108/Dup/ZP/2"D@48"/Z-Rail/Al Ha Cover/4"PS/Float Tree/AFD | Basin&Rail Asm/48X108/Dup/ZP/2"D@48"/Z-Rail/Al Ha Cover/4"PS/Float Tree/AFD | https://www.zoellerpumps.com/en-us/products/package-systems/qls-series | EA | 15170 |  | 53514444143 | 4 Weeks | 745 | LB | 745 | 0 | 0 | 1 Year | NO
33-2322 | Basin&Rail Asm/48X120/Dup/ZP/2"D@48"/Z-Rail/FG Cover/4"PS/Float Tree/AFD | Basin&Rail Asm/48X120/Dup/ZP/2"D@48"/Z-Rail/FG Cover/4"PS/Float Tree/AFD | https://www.zoellerpumps.com/en-us/products/package-systems/qls-series | EA | 13960 |  | 53514444150 | 4 Weeks | 775 | LB | 775 | 0 | 0 | 1 Year | NO
33-2323 | Basin&Rail Asm/48X120/Dup/ZP/2"D@48"/Z-Rail/St Ha Cover/4"PS/Float Tree/AFD | Basin&Rail Asm/48X120/Dup/ZP/2"D@48"/Z-Rail/St Ha Cover/4"PS/Float Tree/AFD | https://www.zoellerpumps.com/en-us/products/package-systems/qls-series | EA | 15220 |  | 53514444167 | 4 Weeks | 905 | LB | 905 | 0 | 0 | 1 Year | NO
33-2324 | Basin&Rail Asm/48X120/Dup/ZP/2"D@48"/Z-Rail/Al Ha Cover/4"PS/Float Tree/AFD | Basin&Rail Asm/48X120/Dup/ZP/2"D@48"/Z-Rail/Al Ha Cover/4"PS/Float Tree/AFD | https://www.zoellerpumps.com/en-us/products/package-systems/qls-series | EA | 16260 |  | 53514444174 | 4 Weeks | 785 | LB | 785 | 0 | 0 | 1 Year | NO
33-2325 | Basin&Rail Asm/24X72/Sim/ZP/2"D@24"/Z-Rail/FG Cover/4"PS/Flt Tree/AFD | Basin&Rail Asm/24X72/Sim/ZP/2"D@24"/Z-Rail/FG Cover/4"PS/Flt Tree/AFD | https://www.zoellerpumps.com/en-us/products/package-systems/qls-series | EA | 4520 |  | 53514444181 | 4 Weeks | 199 | LB | 199 | 0 | 0 | 1 Year | NO
33-2326 | Basin&Rail Asm/24X72/Sim/ZP/2"D@24"/Z-Rail/St Ha Cover/4"PS/Flt Tree/AFD | Basin&Rail Asm/24X72/Sim/ZP/2"D@24"/Z-Rail/St Ha Cover/4"PS/Flt Tree/AFD | https://www.zoellerpumps.com/en-us/products/package-systems/qls-series | EA | 5210 |  | 53514437220 | 4 Weeks | 245 | LB | 245 | 0 | 0 | 1 Year | NO
33-2327 | Basin&Rail Asm/24X72/Sim/ZP/2"D@24"/Z-Rail/Al Ha Cover/4"PS/Flt Tree/AFD | Basin&Rail Asm/24X72/Sim/ZP/2"D@24"/Z-Rail/Al Ha Cover/4"PS/Flt Tree/AFD | https://www.zoellerpumps.com/en-us/products/package-systems/qls-series | EA | 5670 |  | 53514444198 | 4 Weeks | 199 | LB | 199 | 0 | 0 | 1 Year | NO
33-2328 | Basin&Rail Asm/24X72/Sim/ZP/2"D@36"/Z-Rail/FG Cover/4"PS/Flt Tree/AFD | Basin&Rail Asm/24X72/Sim/ZP/2"D@36"/Z-Rail/FG Cover/4"PS/Flt Tree/AFD | https://www.zoellerpumps.com/en-us/products/package-systems/qls-series | EA | 4010 |  | 53514444204 | 4 Weeks | 192 | LB | 192 | 0 | 0 | 1 Year | NO
33-2329 | Basin&Rail Asm/24X72/Sim/ZP/2"D@36"/Z-Rail/St Ha Cover/4"PS/Flt Tree/AFD | Basin&Rail Asm/24X72/Sim/ZP/2"D@36"/Z-Rail/St Ha Cover/4"PS/Flt Tree/AFD | https://www.zoellerpumps.com/en-us/products/package-systems/qls-series | EA | 5210 |  | 53514444211 | 4 Weeks | 245 | LB | 245 | 0 | 0 | 1 Year | NO
33-2330 | Basin&Rail Asm/24X72/Sim/ZP/2"D@36"/Z-Rail/Al Ha Cover/4"PS/Flt Tree/AFD | Basin&Rail Asm/24X72/Sim/ZP/2"D@36"/Z-Rail/Al Ha Cover/4"PS/Flt Tree/AFD | https://www.zoellerpumps.com/en-us/products/package-systems/qls-series | EA | 6930 |  | 53514444228 | 4 Weeks | 199 | LB | 199 | 0 | 0 | 1 Year | NO
33-2331 | Basin&Rail Asm/24X84/Sim/ZP/2"D@24"/Z-Rail/FG Cover/4"PS/Flt Tree/AFD | Basin&Rail Asm/24X84/Sim/ZP/2"D@24"/Z-Rail/FG Cover/4"PS/Flt Tree/AFD | https://www.zoellerpumps.com/en-us/products/package-systems/qls-series | EA | 4650 |  | 53514444235 | 4 Weeks | 213 | LB | 213 | 0 | 0 | 1 Year | NO
33-2332 | Basin&Rail Asm/24X84/Sim/ZP/2"D@24"/Z-Rail/St Ha Cover/4"PS/Flt Tree/AFD | Basin&Rail Asm/24X84/Sim/ZP/2"D@24"/Z-Rail/St Ha Cover/4"PS/Flt Tree/AFD | https://www.zoellerpumps.com/en-us/products/package-systems/qls-series | EA | 5340 |  | 53514444242 | 4 Weeks | 258 | LB | 258 | 0 | 0 | 1 Year | NO
33-2333 | Basin&Rail Asm/24X84/Sim/ZP/2"D@24"/Z-Rail/Al Ha Cover/4"PS/Flt Tree/AFD | Basin&Rail Asm/24X84/Sim/ZP/2"D@24"/Z-Rail/Al Ha Cover/4"PS/Flt Tree/AFD | https://www.zoellerpumps.com/en-us/products/package-systems/qls-series | EA | 5800 |  | 53514444259 | 4 Weeks | 220 | LB | 220 | 0 | 0 | 1 Year | NO
33-2334 | Basin&Rail Asm/30X72/Sim/ZP/2"D@24"/Z-Rail/FG Cover/4"PS/Float Tree/AFD | Basin&Rail Asm/30X72/Sim/ZP/2"D@24"/Z-Rail/FG Cover/4"PS/Float Tree/AFD | https://www.zoellerpumps.com/en-us/products/package-systems/qls-series | EA | 5080 |  | 53514444266 | 4 Weeks | 243 | LB | 243 | 0 | 0 | 1 Year | NO
33-2335 | Basin&Rail Asm/30X72/Sim/ZP/2"D@24"/Z-Rail/St Ha Cover/4"PS/Float Tree/AFD | Basin&Rail Asm/30X72/Sim/ZP/2"D@24"/Z-Rail/St Ha Cover/4"PS/Float Tree/AFD | https://www.zoellerpumps.com/en-us/products/package-systems/qls-series | EA | 6170 |  | 53514444273 | 4 Weeks | 303 | LB | 303 | 0 | 0 | 1 Year | NO
33-2336 | Basin&Rail Asm/30X72/Sim/ZP/2"D@24"/Z-Rail/Al Ha Cover/4"PS/Float Tree/AFD | Basin&Rail Asm/30X72/Sim/ZP/2"D@24"/Z-Rail/Al Ha Cover/4"PS/Float Tree/AFD | https://www.zoellerpumps.com/en-us/products/package-systems/qls-series | EA | 6570 |  | 53514444280 | 4 Weeks | 253 | LB | 253 | 0 | 0 | 1 Year | NO
33-2337 | Basin&Rail Asm/30X72/Sim/ZP/2"D@36"/Z-Rail/FG Cover/4"PS/Float Tree/AFD | Basin&Rail Asm/30X72/Sim/ZP/2"D@36"/Z-Rail/FG Cover/4"PS/Float Tree/AFD | https://www.zoellerpumps.com/en-us/products/package-systems/qls-series | EA | 5080 |  | 53514444297 | 4 Weeks | 243 | LB | 243 | 0 | 0 | 1 Year | NO
33-2338 | Basin&Rail Asm/30X72/Sim/ZP/2"D@36"/Z-Rail/St Ha Cover/4"PS/Float Tree/AFD | Basin&Rail Asm/30X72/Sim/ZP/2"D@36"/Z-Rail/St Ha Cover/4"PS/Float Tree/AFD | https://www.zoellerpumps.com/en-us/products/package-systems/qls-series | EA | 6170 |  | 53514444303 | 4 Weeks | 303 | LB | 303 | 0 | 0 | 1 Year | NO
33-2339 | Basin&Rail Asm/30X72/Sim/ZP/2"D@36"/Z-Rail/Al Ha Cover/4"PS/Float Tree/AFD | Basin&Rail Asm/30X72/Sim/ZP/2"D@36"/Z-Rail/Al Ha Cover/4"PS/Float Tree/AFD | https://www.zoellerpumps.com/en-us/products/package-systems/qls-series | EA | 6570 |  | 53514444310 | 4 Weeks | 253 | LB | 253 | 0 | 0 | 1 Year | NO
33-2340 | Basin&Rail Asm/30X84/Sim/ZP/2"D@24"/Z-Rail/FG Cover/4"PS/Float Tree/AFD | Basin&Rail Asm/30X84/Sim/ZP/2"D@24"/Z-Rail/FG Cover/4"PS/Float Tree/AFD | https://www.zoellerpumps.com/en-us/products/package-systems/qls-series | EA | 5290 |  | 53514444327 | 4 Weeks | 300 | LB | 300 | 0 | 0 | 1 Year | NO
33-2341 | Basin&Rail Asm/30X84/Sim/ZP/2"D@24"/Z-Rail/St Ha Cover/4"PS/Float Tree/AFD | Basin&Rail Asm/30X84/Sim/ZP/2"D@24"/Z-Rail/St Ha Cover/4"PS/Float Tree/AFD | https://www.zoellerpumps.com/en-us/products/package-systems/qls-series | EA | 6380 |  | 53514444334 | 4 Weeks | 359 | LB | 359 | 0 | 0 | 1 Year | NO
33-2342 | Basin&Rail Asm/30X84/Sim/ZP/2"D@24"/Z-Rail/Al Ha Cover/4"PS/Float Tree/AFD | Basin&Rail Asm/30X84/Sim/ZP/2"D@24"/Z-Rail/Al Ha Cover/4"PS/Float Tree/AFD | https://www.zoellerpumps.com/en-us/products/package-systems/qls-series | EA | 6780 |  | 53514444341 | 4 Weeks | 309 | LB | 309 | 0 | 0 | 1 Year | NO
33-2343 | Basin&Rail Asm/36X72/Dup/ZP/2"D@24"/Z-Rail/FG Cover/4"PS/Float Tree/AFD | Basin&Rail Asm/36X72/Dup/ZP/2"D@24"/Z-Rail/FG Cover/4"PS/Float Tree/AFD | https://www.zoellerpumps.com/en-us/products/package-systems/qls-series | EA | 7120 |  | 53514443092 | 4 Weeks | 285 | LB | 285 | 0 | 0 | 1 Year | NO
33-2344 | Basin&Rail Asm/36X72/Dup/ZP/2"D@24"/Z-Rail/St Ha Cover/4"PS/Float Tree/AFD | Basin&Rail Asm/36X72/Dup/ZP/2"D@24"/Z-Rail/St Ha Cover/4"PS/Float Tree/AFD | https://www.zoellerpumps.com/en-us/products/package-systems/qls-series | EA | 8270 |  | 53514444358 | 4 Weeks | 352 | LB | 352 | 0 | 0 | 1 Year | NO
33-2345 | Basin&Rail Asm/36X72/Dup/ZP/2"D@24"/Z-Rail/Al Ha Cover/4"PS/Float Tree/AFD | Basin&Rail Asm/36X72/Dup/ZP/2"D@24"/Z-Rail/Al Ha Cover/4"PS/Float Tree/AFD | https://www.zoellerpumps.com/en-us/products/package-systems/qls-series | EA | 9190 |  | 53514444365 | 4 Weeks | 292 | LB | 292 | 0 | 0 | 1 Year | NO
33-2346 | Basin&Rail Asm/36X72/Dup/ZP/2"D@36"/Z-Rail/FG Cover/4"PS/Float Tree/AFD | Basin&Rail Asm/36X72/Dup/ZP/2"D@36"/Z-Rail/FG Cover/4"PS/Float Tree/AFD | https://www.zoellerpumps.com/en-us/products/package-systems/qls-series | EA | 7120 |  | 53514444372 | 4 Weeks | 285 | LB | 285 | 0 | 0 | 1 Year | NO
33-2347 | Basin&Rail Asm/36X72/Dup/ZP/2"D@36"/Z-Rail/St Ha Cover/4"PS/Float Tree/AFD | Basin&Rail Asm/36X72/Dup/ZP/2"D@36"/Z-Rail/St Ha Cover/4"PS/Float Tree/AFD | https://www.zoellerpumps.com/en-us/products/package-systems/qls-series | EA | 8270 |  | 53514444389 | 4 Weeks | 352 | LB | 352 | 0 | 0 | 1 Year | NO
33-2348 | Basin&Rail Asm/36X72/Dup/ZP/2"D@36"/Z-Rail/Al Ha Cover/4"PS/Float Tree/AFD | Basin&Rail Asm/36X72/Dup/ZP/2"D@36"/Z-Rail/Al Ha Cover/4"PS/Float Tree/AFD | https://www.zoellerpumps.com/en-us/products/package-systems/qls-series | EA | 9190 |  | 53514444396 | 4 Weeks | 292 | LB | 292 | 0 | 0 | 1 Year | NO
33-2349 | Basin&Rail Asm/36X84/Dup/ZP/2"D@24"/Z-Rail/FG Cover/4"PS/Float Tree/AFD | Basin&Rail Asm/36X84/Dup/ZP/2"D@24"/Z-Rail/FG Cover/4"PS/Float Tree/AFD | https://www.zoellerpumps.com/en-us/products/package-systems/qls-series | EA | 7380 |  | 53514444402 | 4 Weeks | 304 | LB | 304 | 0 | 0 | 1 Year | NO
33-2350 | Basin&Rail Asm/36X84/Dup/ZP/2"D@24"/Z-Rail/St Ha Cover/4"PS/Float Tree/AFD | Basin&Rail Asm/36X84/Dup/ZP/2"D@24"/Z-Rail/St Ha Cover/4"PS/Float Tree/AFD | https://www.zoellerpumps.com/en-us/products/package-systems/qls-series | EA | 8530 |  | 53514444419 | 4 Weeks | 371 | LB | 371 | 0 | 0 | 1 Year | NO
33-2351 | Basin&Rail Asm/36X84/Dup/ZP/2"D@24"/Z-Rail/Al Ha Cover/4"PS/Float Tree/AFD | Basin&Rail Asm/36X84/Dup/ZP/2"D@24"/Z-Rail/Al Ha Cover/4"PS/Float Tree/AFD | https://www.zoellerpumps.com/en-us/products/package-systems/qls-series | EA | 9450 |  | 53514444426 | 4 Weeks | 311 | LB | 311 | 0 | 0 | 1 Year | NO
33-2352 | Basin&Rail Asm/48X72/Dup/ZP/2"D@24"/Z-Rail/FG Cover/4"PS/Float Tree/AFD | Basin&Rail Asm/48X72/Dup/ZP/2"D@24"/Z-Rail/FG Cover/4"PS/Float Tree/AFD | https://www.zoellerpumps.com/en-us/products/package-systems/qls-series | EA | 9160 |  | 53514444433 | 4 Weeks | 585 | LB | 585 | 0 | 0 | 1 Year | NO
33-2353 | Basin&Rail Asm/48X72/Dup/ZP/2"D@24"/Z-Rail/St Ha Cover/4"PS/Float Tree/AFD | Basin&Rail Asm/48X72/Dup/ZP/2"D@24"/Z-Rail/St Ha Cover/4"PS/Float Tree/AFD | https://www.zoellerpumps.com/en-us/products/package-systems/qls-series | EA | 10420 |  | 53514444440 | 4 Weeks | 715 | LB | 715 | 0 | 0 | 1 Year | NO
33-2354 | Basin&Rail Asm/48X72/Dup/ZP/2"D@24"/Z-Rail/Al Ha Cover/4"PS/Float Tree/AFD | Basin&Rail Asm/48X72/Dup/ZP/2"D@24"/Z-Rail/Al Ha Cover/4"PS/Float Tree/AFD | https://www.zoellerpumps.com/en-us/products/package-systems/qls-series | EA | 11460 |  | 53514444457 | 4 Weeks | 595 | LB | 595 | 0 | 0 | 1 Year | NO
33-2355 | Basin&Rail Asm/48X72/Dup/ZP/2"D@36"/Z-Rail/FG Cover/4"PS/Float Tree/AFD | Basin&Rail Asm/48X72/Dup/ZP/2"D@36"/Z-Rail/FG Cover/4"PS/Float Tree/AFD | https://www.zoellerpumps.com/en-us/products/package-systems/qls-series | EA | 9160 |  | 53514444464 | 4 Weeks | 585 | LB | 585 | 0 | 0 | 1 Year | NO
33-2356 | Basin&Rail Asm/48X72/Dup/ZP/2"D@36"/Z-Rail/St Ha Cover/4"PS/Float Tree/AFD | Basin&Rail Asm/48X72/Dup/ZP/2"D@36"/Z-Rail/St Ha Cover/4"PS/Float Tree/AFD | https://www.zoellerpumps.com/en-us/products/package-systems/qls-series | EA | 10420 |  | 53514444471 | 4 Weeks | 715 | LB | 715 | 0 | 0 | 1 Year | NO
33-2357 | Basin&Rail Asm/48X72/Dup/ZP/2"D@36"/Z-Rail/Al Ha Cover/4"PS/Float Tree/AFD | Basin&Rail Asm/48X72/Dup/ZP/2"D@36"/Z-Rail/Al Ha Cover/4"PS/Float Tree/AFD | https://www.zoellerpumps.com/en-us/products/package-systems/qls-series | EA | 11460 |  | 53514444488 | 4 Weeks | 595 | LB | 595 | 0 | 0 | 1 Year | NO
33-2358 | Basin&Rail Asm/48X84/Dup/ZP/2"D@24"/Z-Rail/FG Cover/4"PS/Float Tree/AFD | Basin&Rail Asm/48X84/Dup/ZP/2"D@24"/Z-Rail/FG Cover/4"PS/Float Tree/AFD | https://www.zoellerpumps.com/en-us/products/package-systems/qls-series | EA | 9010 |  | 53514444495 | 4 Weeks | 655 | LB | 655 | 0 | 0 | 1 Year | NO
33-2359 | Basin&Rail Asm/48X84/Dup/ZP/2"D@24"/Z-Rail/St Ha Cover/4"PS/Float Tree/AFD | Basin&Rail Asm/48X84/Dup/ZP/2"D@24"/Z-Rail/St Ha Cover/4"PS/Float Tree/AFD | https://www.zoellerpumps.com/en-us/products/package-systems/qls-series | EA | 11170 |  | 53514444501 | 4 Weeks | 785 | LB | 785 | 0 | 0 | 1 Year | NO
33-2360 | Basin&Rail Asm/48X84/Dup/ZP/2"D@24"/Z-Rail/Al Ha Cover/4"PS/Float Tree/AFD | Basin&Rail Asm/48X84/Dup/ZP/2"D@24"/Z-Rail/Al Ha Cover/4"PS/Float Tree/AFD | https://www.zoellerpumps.com/en-us/products/package-systems/qls-series | EA | 12210 |  | 53514444518 | 4 Weeks | 665 | LB | 665 | 0 | 0 | 1 Year | NO
333-0006 | NE333 115/230V/1Ph/2Hp/Field Wired/Dual Volt | NE333 115/230V/1Ph/2Hp/Field Wired/Dual Volt | https://www.zoellerpumps.com/en-us/products/potable-water/lawn-sprinkler | EA | 1666.35 |  | 53514140038 | 4 Weeks | 77 | LB | 11.5 | 14.8 | 24.3 | 1 Year | NO
33-3643 | Basin&Rail Asm/30X72/Sim/1.25"D@27"/SS Z-Rail/PC/FG Cover/Green/AFD |  |  | EA | 4900 |  | 53514461270 | 4 Weeks | 50 | LB | 72 | 34 | 34 | 1 Year | NO
33-3646 | Basin&Rail Asm/30X72/Sim/1.25"D@27"/SS Z-Rail/PC/FG Cover/AFD |  |  | EA | 4550 |  | 53514461164 | 4 Weeks | 50 | LB | 72 | 34 | 34 | 1 Year | NO
33-3647 | Basin&Rail Asm/30X72/Sim/1.25"D@27"/SS Z-Rail/PC/RWD/FG Cover/WW/DW/AFD |  |  | EA | 5040 |  | 53514461171 | 4 Weeks | 50 | LB | 72 | 34 | 34 | 1 Year | NO
33-3701 | Basin&Rail Asm/30X72/Sim/1.25"D@38"/SS Z-Rail/FG Cover/Green/AFD |  |  | EA | 4860 |  | 53514464349 | 4 Weeks | 50 | LB | 72 | 34 | 34 | 1 Year | NO
33-3702 | Basin&Rail Asm/30X72/Sim/1.25"D@27"/SS Z-Rail/FG Cover/Green/AFD |  |  | EA | 4810 |  | 53514464356 | 4 Weeks | 50 | LB | 72 | 34 | 34 | 1 Year | NO
3361-0001 | M3161 3F/115V/1Ph/HT/(3161-0001) | M3161 3F/115V/1Ph/HT/(3161-0001) | https://www.zoellerpumps.com/en-us/products/high-temperature/3000-series | EA | 2920 |  | 53514138257 | 7 Weeks | 94 | LB | 21.25 | 11.75 | 14.75 | 1 Year | NO
3361-0002 | N3161 3F/115V/1Ph/HT (3161-0002) | N3161 3F/115V/1Ph/HT (3161-0002) | https://www.zoellerpumps.com/en-us/products/high-temperature/3000-series | EA | 2560 |  | 53514086220 | 7 Weeks | 94 | LB | 21.25 | 11.75 | 14.75 | 1 Year | NO
3361-0003 | D3161 3F/230V/1Ph/HT (3161-0003) | D3161 3F/230V/1Ph/HT (3161-0003) | https://www.zoellerpumps.com/en-us/products/high-temperature/3000-series | EA | 2880 |  | 53514092948 | 7 Weeks | 94 | LB | 21.25 | 11.75 | 14.75 | 1 Year | NO
3361-0005 | E3161 3F/230V/1P/12'Cond/HT/(3161-0012) | E3161 3F/230V/1P/12'Cond/HT/(3161-0012) | https://www.zoellerpumps.com/en-us/products/high-temperature/3000-series | EA | 2780 |  | 53514162344 | 7 Weeks | 88 | LB | 21.25 | 11.75 | 14.75 | 1 Year | NO
3361-0006 | D3161 3F/230V/1Ph/HT/7' Cond(3161-0014) | D3161 3F/230V/1Ph/HT/7' Cond(3161-0014) | https://www.zoellerpumps.com/en-us/products/high-temperature/3000-series | EA | 3080 |  | 53514175580 | 7 Weeks | 91 | LB | 21.25 | 11.75 | 14.75 | 1 Year | NO
3361-0007 | N3161 3F/115V/1Ph/10'Cond/HT/(3161-0023) | N3161 3F/115V/1Ph/10'Cond/HT/(3161-0023) | https://www.zoellerpumps.com/en-us/products/high-temperature/3000-series | EA | 3440 |  | 53514263966 | 7 Weeks | 89 | LB | 21.25 | 11.75 | 14.75 | 1 Year | NO
3361-0008 | D3161 3F/25'Cd/230V/1Ph/HT (3161-0016) | D3161 3F/25'Cd/230V/1Ph/HT (3161-0016) | https://www.zoellerpumps.com/en-us/products/high-temperature/3000-series | EA | 2990 |  | 53514298531 | 7 Weeks | 95 | LB | 21.25 | 11.75 | 14.75 | 1 Year | NO
3363-0001 | M3163 3F/115V/1Ph/HT/(3163-0001) | M3163 3F/115V/1Ph/HT/(3163-0001) | https://www.zoellerpumps.com/en-us/products/high-temperature/3000-series | EA | 2910 |  | 53514097349 | 7 Weeks | 93 | LB | 21.25 | 11.75 | 14.75 | 1 Year | NO
3363-0004 | E3163 3F/230V/1Ph/HT (3163-0004) | E3163 3F/230V/1Ph/HT (3163-0004) | https://www.zoellerpumps.com/en-us/products/high-temperature/3000-series | EA | 2590 |  | 53514262754 | 7 Weeks | 92 | LB | 21.25 | 11.75 | 14.75 | 1 Year | NO
3382-0001 | M3282 3F/115V/1Ph/HT | M3282 3F/115V/1Ph/HT | https://www.zoellerpumps.com/en-us/products/high-temperature/3000-series | EA | 2600 |  | 53514022181 | 7 Weeks | 90 | LB | 21.25 | 11.75 | 14.75 | 1 Year | NO
3382-0002 | N3282 3F/115V/1Ph/HT | N3282 3F/115V/1Ph/HT | https://www.zoellerpumps.com/en-us/products/high-temperature/3000-series | EA | 2410 |  | 53514022198 | 7 Weeks | 86 | LB | 21.25 | 11.75 | 14.75 | 1 Year | NO
3382-0003 | D3282 3F/230V/1Ph/HT | D3282 3F/230V/1Ph/HT | https://www.zoellerpumps.com/en-us/products/high-temperature/3000-series | EA | 2600 |  | 53514022204 | 7 Weeks | 90 | LB | 21.25 | 11.75 | 14.75 | 1 Year | NO
3382-0004 | E3282 3F/230V/1Ph/HT | E3282 3F/230V/1Ph/HT | https://www.zoellerpumps.com/en-us/products/high-temperature/3000-series | EA | 2420 |  | 53514022211 | 7 Weeks | 86 | LB | 21.25 | 11.75 | 14.75 | 1 Year | NO
3382-0005 | N3282 3F/115V/1Ph/HT/9'Cond | N3282 3F/115V/1Ph/HT/9'Cond | https://www.zoellerpumps.com/en-us/products/high-temperature/3000-series | EA | 2550 |  | 53514054311 | 7 Weeks | 88 | LB | 21.25 | 11.75 | 14.75 | 1 Year | NO
3382-0006 | D3282 3F/230V/1Ph/8"Cond/HT | D3282 3F/230V/1Ph/8"Cond/HT | https://www.zoellerpumps.com/en-us/products/high-temperature/3000-series | EA | 2850 |  | 53514192068 | 7 Weeks | 93 | LB | 21.25 | 11.75 | 14.75 | 1 Year | NO
350-0009 | Sys,.5 Hp Booster/Pump | Sys,.5 Hp Booster/Pump | https://www.zoellerpumps.com/en-us/products/potable-water/booster-pump | EA | 1130 |  | 53514455019 | Consult Factory | 55 | LB | 24.5 | 13 | 24.5 | 1 Year | NO
35-0006 | Basin&Access/F-24X48/Sim/810/815 | Basin&Access/F-24X48/Sim/810/815 | https://www.zoellerpumps.com/en-us/products/package-systems/basins | EA | 4650 |  | 53514192211 | 5 Weeks | 111 | LB | 54 | 40 | 48 | 1 Year | NO
35-0007 | Basin&Access/F-24X60/Sim/810/815 | Basin&Access/F-24X60/Sim/810/815 | https://www.zoellerpumps.com/en-us/products/package-systems/basins | EA | 5000 |  | 53514192228 | 5 Weeks | 120 | LB | 66 | 40 | 48 | 1 Year | NO
35-0008 | Basin&Access/F-24X72/Sim/810/815 | Basin&Access/F-24X72/Sim/810/815 | https://www.zoellerpumps.com/en-us/products/package-systems/basins | EA | 5070 |  | 53514192235 | 5 Weeks | 130 | LB | 78 | 40 | 48 | 1 Year | NO
35-0112 | Basin&Access/P-30X72/Sim/1.25"D@24"/Flexhose/PC/FG Cover/Green/AFD |  | 0 | EA | 5520 |  | 53514461263 | 5 Weeks | 205 | LB | 205 | 0 | 0 | 1 Year | NO
355-0005 | Sys,1 Hp Booster/Pump | Sys,1 Hp Booster/Pump | https://www.zoellerpumps.com/en-us/products/potable-water/booster-pump | EA | 1460 |  | 53514455026 | Consult Factory | 55 | LB | 24.5 | 13 | 24.5 | 1 Year | NO
361-0001 | M161 3F/115V/1Ph/cCSAus/(161-0001) | M161 3F/115V/1Ph/cCSAus/UL/(161-0001) | https://www.zoellerpumps.com/en-us/products/sump-effluent-pumps/commercial/160-series | EA | 1990 |  | 53514022228 | 4 Weeks | 86 | LB | 21.25 | 11.75 | 14.75 | 1 Year | YES
361-0002 | N161 3F/115V/1Ph/CSA/(161-0002) | N161 3F/115V/1Ph/CSA/(161-0002) | https://www.zoellerpumps.com/en-us/products/sump-effluent-pumps/commercial/160-series | EA | 1810 |  | 53514022235 | 4 Weeks | 85 | LB | 21.25 | 11.75 | 14.75 | 1 Year | YES
361-0003 | D161 3F/230V/1Ph/cCSAus/(161-0003) | D161 3F/230V/1Ph/cCSAus/UL/(161-0003) | https://www.zoellerpumps.com/en-us/products/sump-effluent-pumps/commercial/160-series | EA | 1850 |  | 53514022242 | 4 Weeks | 86 | LB | 21.25 | 11.75 | 14.75 | 1 Year | YES
361-0004 | E161 3F/230V/1Ph/cCSAus/(161-0004) | E161 3F/230V/1Ph/cCSAus/UL/(161-0004) | https://www.zoellerpumps.com/en-us/products/sump-effluent-pumps/commercial/160-series | EA | 1710 |  | 53514022259 | 4 Weeks | 85 | LB | 21.25 | 11.75 | 14.75 | 1 Year | YES
361-0005 | J161 3F/200-208V/3Ph/cCSAus/(161-0012) | J161 3F/200-208V/3Ph/cCSAus/UL/(161-0012) | https://www.zoellerpumps.com/en-us/products/sump-effluent-pumps/commercial/160-series | EA | 1760 |  | 53514032029 | 4 Weeks | 85 | LB | 21.25 | 11.75 | 14.75 | 1 Year | YES
361-0006 | E161 3F/230V/1Ph/cCSAus/(161-0021) | E161 3F/230V/1Ph/cCSAus/(161-0021) | https://www.zoellerpumps.com/en-us/products/sump-effluent-pumps/commercial/160-series | EA | 1710 |  | 53514045111 | 4 Weeks | 85 | LB | 21.25 | 11.75 | 14.75 | 1 Year | YES
361-0007 | I161 3F/200-208V/1Ph/cCSAus/(161-0005) | I161 3F/200-208V/1Ph/cCSAus/(161-0005) | https://www.zoellerpumps.com/en-us/products/sump-effluent-pumps/commercial/160-series | EA | 1770 |  | 53514036201 | 4 Weeks | 85 | LB | 21.25 | 11.75 | 14.75 | 1 Year | YES
361-0008 | G161 3F/460V/3Ph/cCSAus/(161-0007) | G161 3F/460V/3Ph/cCSAus/UL/(161-0007) | https://www.zoellerpumps.com/en-us/products/sump-effluent-pumps/commercial/160-series | EA | 1770 |  | 53514036966 | 4 Weeks | 85 | LB | 21.25 | 11.75 | 14.75 | 1 Year | YES
361-0009 | H161 3F/200-208V/1Ph/cCSAus/(161-0010) | H161 3F/200-208V/1Ph/cCSAus/(161-0010) | https://www.zoellerpumps.com/en-us/products/sump-effluent-pumps/commercial/160-series | EA | 1910 |  | 53514038328 | 4 Weeks | 86 | LB | 21.25 | 11.75 | 14.75 | 1 Year | YES
361-0010 | BN161 3F/115V/1Ph/Pb20'/CSA/(161-0002) | BN161 3F/115V/1Ph/Pb20'/CSA/(161-0002) | https://www.zoellerpumps.com/en-us/products/sump-effluent-pumps/commercial/160-series | EA | 1990 |  | 53514044268 | 4 Weeks | 88 | LB | 21.25 | 11.75 | 14.75 | 1 Year | YES
361-0011 | E161 3F/50'Cd/230V/1Ph/cCSAus/(161-0038) | E161 3F/50'Cd/230V/1Ph/cCSAus/UL/(161-0038) | https://www.zoellerpumps.com/en-us/products/sump-effluent-pumps/commercial/160-series | EA | 1850 |  | 53514138943 | 4 Weeks | 87 | LB | 21.25 | 11.75 | 14.75 | 1 Year | YES
361-0012 | M161 3F/50'Cd/115V/1Ph/cCSAus/(161-0009) | M161 3F/50'Cd/115V/1Ph/cCSAus/UL/(161-0009) | https://www.zoellerpumps.com/en-us/products/sump-effluent-pumps/commercial/160-series | EA | 2320 |  | 53514156947 | 4 Weeks | 87 | LB | 21.25 | 11.75 | 14.75 | 1 Year | YES
361-0013 | M161 3F/35'Cd/115V/1Ph/cCSAus/(161-0017) | M161 3F/35'Cd/115V/1Ph/cCSAus/UL/(161-0017) | https://www.zoellerpumps.com/en-us/products/sump-effluent-pumps/commercial/160-series | EA | 2100 |  | 53514158002 | 4 Weeks | 85 | LB | 21.25 | 11.75 | 14.75 | 1 Year | YES
361-0014 | F161 3F/230V/3Ph/cCSAus/(161-0011) | F161 3F/230V/3Ph/cCSAus/UL/(161-0011) | https://www.zoellerpumps.com/en-us/products/sump-effluent-pumps/commercial/160-series | EA | 1770 |  | 53514173296 | 4 Weeks | 85 | LB | 21.25 | 11.75 | 14.75 | 1 Year | YES
361-0015 | EX161 3F/230V/1Ph/Ex Pr/(161-0044) | EX161 3F/230V/1Ph/Ex Pr/FM/CSA/(161-0044) | https://www.zoellerpumps.com/en-us/products/sump-effluent-pumps/commercial/160-series | EA | 3680 |  | 53514198053 | 6 Weeks | 119 | LB | 32 | 12 | 15 | 1 Year | NO
361-0016 | IX161 3F/200-208V/1Ph/Ex Pr/(161-0043) | IX161 3F/200-208V/1Ph/Ex Pr/FM/CSA/(161-0043) | https://www.zoellerpumps.com/en-us/products/sump-effluent-pumps/commercial/160-series | EA | 3740 |  | 53514198107 | 6 Weeks | 119 | LB | 32 | 12 | 15 | 1 Year | NO
361-0017 | E161 3F/25'Cd/230V/1Ph/cCSAus/(161-0049) | E161 3F/25'Cd/230V/1Ph/cCSAus/UL/(161-0049) | https://www.zoellerpumps.com/en-us/products/sump-effluent-pumps/commercial/160-series | EA | 1770 |  | 53514206758 | 4 Weeks | 89 | LB | 21.25 | 11.75 | 14.75 | 1 Year | YES
361-0018 | J161 3F/50'Cd/200-208V/3Ph/cCSAus/(161-0057) | J161 3F/50'Cd/200-208V/3Ph/cCSAus/UL/(161-0057) | https://www.zoellerpumps.com/en-us/products/sump-effluent-pumps/commercial/160-series | EA | 1920 |  | 53514253653 | 4 Weeks | 85 | LB | 21.25 | 11.75 | 14.75 | 1 Year | YES
361-0020 | NX161 3F/115V/1Ph/Ex Pr/(161-0042) | NX161 3F/115V/1Ph/Ex Pr/FM/CSA/(161-0042) | https://www.zoellerpumps.com/en-us/products/sump-effluent-pumps/commercial/160-series | EA | 3760 |  | 53514267599 | 6 Weeks | 119 | LB | 32 | 12 | 15 | 1 Year | NO
361-0021 | G161 3F/50'Cd/460V/3Ph/cCSAus/(161-0054) | G161 3F/50'Cd/460V/3Ph/cCSAus/UL/(161-0054) | https://www.zoellerpumps.com/en-us/products/sump-effluent-pumps/commercial/160-series | EA | 1920 |  | 53514312213 | 4 Weeks | 92 | LB | 21.25 | 11.75 | 14.75 | 1 Year | YES
361-0022 | M161 3F/25'Cd/115V/1Ph/cCSAus/(161-0006) | M161 3F/25'Cd/115V/1Ph/cCSAus/UL/(161-0006) | https://www.zoellerpumps.com/en-us/products/sump-effluent-pumps/commercial/160-series | EA | 2060 |  | 53514317874 | 4 Weeks | 88 | LB | 21.25 | 11.75 | 14.75 | 1 Year | YES
361-0023 | N161 3F/35'Cd/115V/1Ph/CSA/(161-0016) | N161 3F/35'Cd/115V/1Ph/CSA/(161-0016) | https://www.zoellerpumps.com/en-us/products/sump-effluent-pumps/commercial/160-series | EA | 1840 |  | 53514319809 | 4 Weeks | 85 | LB | 21.25 | 11.75 | 14.75 | 1 Year | YES
361-0024 | F161 3F/50'Cd/230V/3Ph/cCSAus/(161-0101) | F161 3F/50'Cd/230V/3Ph/cCSAus/UL/(161-0101) | https://www.zoellerpumps.com/en-us/products/sump-effluent-pumps/commercial/160-series | EA | 1970 |  | 53514340605 | 4 Weeks | 88 | LB | 21.25 | 11.75 | 14.75 | 1 Year | YES
361-0025 | NX161 3F/25'Cd/115V/1Ph/Ex Pr/(161-0064) | NX161 3F/25'Cd/115V/1Ph/Ex Pr/FM/CSA/(161-0064) | https://www.zoellerpumps.com/en-us/products/sump-effluent-pumps/commercial/160-series | EA | 3820 |  | 53514359485 | 6 Weeks | 120 | LB | 32 | 12 | 15 | 1 Year | NO
361-0026 | N161 3F/25'Cd/115V/1Ph/CSA/(161-0016) | N161 3F/25'Cd/115V/1Ph/CSA/(161-0016) | https://www.zoellerpumps.com/en-us/products/sump-effluent-pumps/commercial/160-series | EA | 1870 |  | 53514359492 | 4 Weeks | 85 | LB | 21.25 | 11.75 | 14.75 | 1 Year | YES
361-0027 | EX161 3F/50'Cd/230V/1Ph/Ex Pr/(161-0055) | EX161 3F/50'Cd/230V/1Ph/Ex Pr/FM/CSA/(161-0055) | https://www.zoellerpumps.com/en-us/products/sump-effluent-pumps/commercial/160-series | EA | 3960 |  | 53514362270 | 6 Weeks | 123 | LB | 32 | 12 | 15 | 1 Year | NO
361-0028 | JX161 50'Cd/3F/200-208V/3Ph/Ex Pr/(161-0074) | JX161 50'Cd/3F/200-208V/3Ph/Ex Pr/FM/CSA/(161-0074) | https://www.zoellerpumps.com/en-us/products/sump-effluent-pumps/commercial/160-series | EA | 4030 |  | 53514362416 | 6 Weeks | 119 | LB | 32 | 12 | 15 | 1 Year | NO
361-0029 | I161 3F/35'Cd/200-208V/1Ph/cCSAus/(161-0036) | I161 3F/35'Cd/200-208V/1Ph/cCSAus/(161-0036) | https://www.zoellerpumps.com/en-us/products/sump-effluent-pumps/commercial/160-series | EA | 1800 |  | 53514386542 | 4 Weeks | 85 | LB | 21.25 | 11.75 | 14.75 | 1 Year | YES
361-0030 | FX161 50'Cd/3F/230V/3Ph/Ex Pr/(161-0110) | FX161 50'Cd/3F/230V/3Ph/Ex Pr/FM/CSA/(161-0110) | https://www.zoellerpumps.com/en-us/products/sump-effluent-pumps/commercial/160-series | EA | 4230 |  | 53514393892 | 6 Weeks | 119 | LB | 32 | 12 | 15 | 1 Year | NO
361-0031 | MX161 3F/115V/1Ph/Ex Pr/(161-0071) | MX161 3F/115V/1Ph/Ex Pr/FM/CSA/(161-0071) | https://www.zoellerpumps.com/en-us/products/sump-effluent-pumps/commercial/160-series | EA | 4670 |  | 53514420901 | 6 Weeks | 126 | LB | 32 | 12 | 15.75 | 1 Year | NO
361-0032 | BE161 3F/230V/1Ph/Pb20'/cCSAus/(161-0004) | BE161 3F/230V/1Ph/Pb20'/cCSAus/UL/(161-0004) | https://www.zoellerpumps.com/en-us/products/sump-effluent-pumps/commercial/160-series | EA | 1800 |  | 53514421663 | 4 Weeks | 87 | LB | 21.25 | 11.75 | 14.75 | 1 Year | YES
361-0033 | GX161 3F/460V/3Ph/Ex Pr/(161-0047) | GX161 3F/460V/3Ph/Ex Pr/FM/CSA/(161-0047) | https://www.zoellerpumps.com/en-us/products/sump-effluent-pumps/commercial/160-series | EA | 3920 |  | 53514423377 | 6 Weeks | 119 | LB | 32 | 12 | 15 | 1 Year | NO
361-0034 | N161 3F/50'Cd/115V/1Ph/CSA/(161-0024) | N161 3F/50'Cd/115V/1Ph/CSA/(161-0024) | https://www.zoellerpumps.com/en-us/products/sump-effluent-pumps/commercial/160-series | EA | 2130 |  | 53514427122 | 4 Weeks | 94 | LB | 21.25 | 11.75 | 14.75 | 1 Year | YES
361-0035 | G161 3F/25'Cd/460V/3Ph/cCSAus/(161-0092) | G161 3F/25'Cd/460V/3Ph/cCSAus/UL/(161-0092) | https://www.zoellerpumps.com/en-us/products/sump-effluent-pumps/commercial/160-series | EA | 1880 |  | 53514433123 | 4 Weeks | 92 | LB | 21.25 | 11.75 | 14.75 | 1 Year | YES
363-0001 | M163 3F/115V/1Ph/cCSAus/(163-0001) | M163 3F/115V/1Ph/cCSAus/UL/(163-0001) | https://www.zoellerpumps.com/en-us/products/sump-effluent-pumps/commercial/160-series | EA | 1990 |  | 53514022266 | 4 Weeks | 86 | LB | 21.25 | 11.75 | 14.75 | 1 Year | YES
363-0002 | N163 3F/115V/1Ph/CSA/(163-0002) | N163 3F/115V/1Ph/CSA/(163-0002) | https://www.zoellerpumps.com/en-us/products/sump-effluent-pumps/commercial/160-series | EA | 1800 |  | 53514022273 | 4 Weeks | 85 | LB | 21.25 | 11.75 | 14.75 | 1 Year | YES
363-0003 | D163 3F/230V/1Ph/cCSAus/(163-0003) | D163 3F/230V/1Ph/cCSAus/UL/(163-0003) | https://www.zoellerpumps.com/en-us/products/sump-effluent-pumps/commercial/160-series | EA | 1850 |  | 53514022280 | 4 Weeks | 86 | LB | 21.25 | 11.75 | 14.75 | 1 Year | YES
363-0004 | E163 3F/230V/1Ph/cCSAus/(163-0004) | E163 3F/230V/1Ph/cCSAus/UL/(163-0004) | https://www.zoellerpumps.com/en-us/products/sump-effluent-pumps/commercial/160-series | EA | 1700 |  | 53514022297 | 4 Weeks | 85 | LB | 21.25 | 11.75 | 14.75 | 1 Year | YES
363-0005 | BE163 3F/230V/1Ph/Pb20'/cCSAus/(163-0004) | BE163 3F/230V/1Ph/Pb20'/cCSAus/UL/(163-0004) | https://www.zoellerpumps.com/en-us/products/sump-effluent-pumps/commercial/160-series | EA | 1800 |  | 53514044510 | 4 Weeks | 85 | LB | 21.25 | 11.75 | 14.75 | 1 Year | YES
363-0006 | F163 3F/230V/3Ph/cCSAus/(163-0009) | F163 3F/230V/3Ph/cCSAus/UL/(163-0009) | https://www.zoellerpumps.com/en-us/products/sump-effluent-pumps/commercial/160-series | EA | 1770 |  | 53514048518 | 4 Weeks | 85 | LB | 21.25 | 11.75 | 14.75 | 1 Year | YES
363-0007 | BN163 3F/115V/1Ph/Pb20'/CSA/(163-0002) | BN163 3F/115V/1Ph/Pb20'/CSA/(163-0002) | https://www.zoellerpumps.com/en-us/products/sump-effluent-pumps/commercial/160-series | EA | 1980 |  | 53514060619 | 4 Weeks | 87 | LB | 21.25 | 11.75 | 14.75 | 1 Year | YES
363-0008 | H163 3F/200-208V/1Ph/ED/(163-0044) | H163 3F/200-208V/1Ph/ED/(163-0044) | https://www.zoellerpumps.com/en-us/products/sump-effluent-pumps/commercial/160-series | EA | 1950 |  | 53514089924 | 4 Weeks | 85 | LB | 21.25 | 11.75 | 14.75 | 1 Year | YES
363-0009 | G163 3F/460V/3Ph/cCSAus/(163-0031) | G163 3F/460V/3Ph/cCSAus/UL/(163-0031) | https://www.zoellerpumps.com/en-us/products/sump-effluent-pumps/commercial/160-series | EA | 1770 |  | 53514104061 | 4 Weeks | 85 | LB | 21.25 | 11.75 | 14.75 | 1 Year | YES
363-0010 | J163 3F/200-208V/3Ph/cCSAus/(163-0008) | J163 3F/200-208V/3Ph/cCSAus/UL/(163-0008) | https://www.zoellerpumps.com/en-us/products/sump-effluent-pumps/commercial/160-series | EA | 1760 |  | 53514123956 | 4 Weeks | 86 | LB | 21.25 | 11.75 | 14.75 | 1 Year | YES
363-0011 | E163 50'Cd/3F/230V/1Ph/cCSAus/(163-0035) | E163 50'Cd/3F/230V/1Ph/cCSAus/UL/(163-0035) | https://www.zoellerpumps.com/en-us/products/sump-effluent-pumps/commercial/160-series | EA | 1850 |  | 53514185664 | 4 Weeks | 88 | LB | 21.25 | 11.75 | 14.75 | 1 Year | YES
363-0012 | JX163 3F/200-208V/3Ph/Ex Pr/(163-0051) | JX163 3F/200-208V/3Ph/Ex Pr/FM/CSA/(163-0051) | https://www.zoellerpumps.com/en-us/products/sump-effluent-pumps/commercial/160-series | EA | 3720 |  | 53514208509 | 6 Weeks | 118 | LB | 21.25 | 11.75 | 14.75 | 1 Year | NO
363-0013 | H163 2F/50'Cd/200-208V/1Ph/cCSAus/(163-0079) | H163 2F/50'Cd/200-208V/1Ph/cCSAus/(163-0079) | https://www.zoellerpumps.com/en-us/products/sump-effluent-pumps/commercial/160-series | EA | 2000 |  | 53514225056 | 4 Weeks | 87 | LB | 21.25 | 11.75 | 14.75 | 1 Year | YES
363-0014 | I163 3F/35'Cd/200-208V/1Ph/cCSAus/(163-0039) | I163 3F/35'Cd/200-208V/1Ph/cCSAus/(163-0039) | https://www.zoellerpumps.com/en-us/products/sump-effluent-pumps/commercial/160-series | EA | 1800 |  | 53514230333 | 4 Weeks | 85 | LB | 0 | 0 | 0 | 1 Year | YES
363-0015 | NX163 3F/115V/1Ph/Ex Pr/(163-0049) | NX163 3F/115V/1Ph/Ex Pr/FM/CSA/(163-0049) | https://www.zoellerpumps.com/en-us/products/sump-effluent-pumps/commercial/160-series | EA | 3760 |  | 53514269968 | 6 Weeks | 118 | LB | 32 | 12 | 15 | 1 Year | NO
363-0016 | EX163 3F/230V/1Ph/Ex Pr/(163-0050) | EX163 3F/230V/1Ph/Ex Pr/FM/CSA/(163-0050) | https://www.zoellerpumps.com/en-us/products/sump-effluent-pumps/commercial/160-series | EA | 3670 |  | 53514337070 | 6 Weeks | 120 | LB | 32 | 12 | 15 | 1 Year | NO
363-0017 | I163 3F/200-208V/1Ph/cCSAus/(163-0010) | I163 3F/200-208V/1Ph/cCSAus/(163-0010) | https://www.zoellerpumps.com/en-us/products/sump-effluent-pumps/commercial/160-series | EA | 1760 |  | 53514363109 | 4 Weeks | 85 | LB | 21.25 | 11.75 | 14.75 | 1 Year | YES
363-0018 | IX163 3F/50'Cd/200-208V/1Ph/(163-0073) | IX163 3F/50'Cd/200-208V/1Ph/FM/CSA/(163-0073) | https://www.zoellerpumps.com/en-us/products/sump-effluent-pumps/commercial/160-series | EA | 4010 |  | 53514365257 | 6 Weeks | 85 | LB | 0 | 0 | 0 | 1 Year | NO
363-0019 | DX163 3F/50'Cd/230V/1Ph/EX Pr/(163-0108) | DX163 3F/50'Cd/230V/1Ph/EX Pr/(163-0108) | https://www.zoellerpumps.com/en-us/products/sump-effluent-pumps/commercial/160-series | EA | 4750 |  | 53514482084 | 6 Weeks | 122 | LB | 32 | 12 | 15 | 1 Year | NO
365-0003 | D165 3F/230V/1Ph/cCSAus/(165-0003) | D165 3F/230V/1Ph/cCSAus/UL/(165-0003) | https://www.zoellerpumps.com/en-us/products/sump-effluent-pumps/commercial/160-series | EA | 2120 |  | 53514022303 | 4 Weeks | 86 | LB | 21.25 | 11.75 | 14.75 | 1 Year | YES
365-0004 | E165 3F/230V/1Ph/cCSAus/(165-0004) | E165 3F/230V/1Ph/cCSAus/UL/(165-0004) | https://www.zoellerpumps.com/en-us/products/sump-effluent-pumps/commercial/160-series | EA | 1970 |  | 53514022310 | 4 Weeks | 85 | LB | 21.25 | 11.75 | 14.75 | 1 Year | YES
365-0005 | F165 3F/230V/3Ph/cCSAus/(165-0015) | F165 3F/230V/3Ph/cCSAus/UL/(165-0015) | https://www.zoellerpumps.com/en-us/products/sump-effluent-pumps/commercial/160-series | EA | 2060 |  | 53514022327 | 4 Weeks | 85 | LB | 21.25 | 11.75 | 14.75 | 1 Year | YES
365-0006 | J165 3F/200-208V/3Ph/cCSAus/(165-0009) | J165 3F/200-208V/3Ph/cCSAus/UL/(165-0009) | https://www.zoellerpumps.com/en-us/products/sump-effluent-pumps/commercial/160-series | EA | 2090 |  | 53514022334 | 4 Weeks | 85 | LB | 21.25 | 11.75 | 14.75 | 1 Year | YES
365-0007 | H165 3F/200-208V/1Ph/cCSAus/(165-0012) | H165 3F/200-208V/1Ph/cCSAus/(165-0012) | https://www.zoellerpumps.com/en-us/products/sump-effluent-pumps/commercial/160-series | EA | 2050 |  | 53514022341 | 4 Weeks | 86 | LB | 21.25 | 11.75 | 14.75 | 1 Year | YES
365-0008 | G165 3F/460V/3Ph/cCSAus/(165-0008) | G165 3F/460V/3Ph/cCSAus/UL/(165-0008) | https://www.zoellerpumps.com/en-us/products/sump-effluent-pumps/commercial/160-series | EA | 2060 |  | 53514025304 | 4 Weeks | 85 | LB | 21.25 | 11.75 | 14.75 | 1 Year | YES
365-0009 | BA165 3F/575V/3Ph/cCSAus/(165-0027) | BA165 3F/575V/3Ph/cCSAus/(165-0027) | https://www.zoellerpumps.com/en-us/products/sump-effluent-pumps/commercial/160-series | EA | 2270 |  | 53514030698 | 6 Weeks | 85 | LB | 21.25 | 11.75 | 14.75 | 1 Year | YES
365-0010 | BE165 3F/230V/1Ph/Pb/cCSAus/(165-0004) | BE165 3F/230V/1Ph/Pb/cCSAus/UL/(165-0004) | https://www.zoellerpumps.com/en-us/products/sump-effluent-pumps/commercial/160-series | EA | 2070 |  | 53514044275 | 4 Weeks | 84 | LB | 21.25 | 11.75 | 14.75 | 1 Year | YES
365-0011 | I165 3F/200-208V/1Ph/cCSAus/(165-0020) | I165 3F/200-208V/1Ph/cCSAus/(165-0020) | https://www.zoellerpumps.com/en-us/products/sump-effluent-pumps/commercial/160-series | EA | 1910 |  | 53514044909 | 4 Weeks | 85 | LB | 21.25 | 11.75 | 14.75 | 1 Year | YES
365-0012 | E165 3F/50'Cd/230V/1Ph/cCSAus/(165-0014) | E165 3F/50'Cd/230V/1Ph/cCSAus/UL/(165-0014) | https://www.zoellerpumps.com/en-us/products/sump-effluent-pumps/commercial/160-series | EA | 2120 |  | 53514180751 | 4 Weeks | 87 | LB | 21.25 | 11.75 | 14.75 | 1 Year | YES
365-0013 | EX165 3F/230V/1Ph/Ex Pr/(165-0039) | EX165 3F/230V/1Ph/Ex Pr/FM/CSA/(165-0039) | https://www.zoellerpumps.com/en-us/products/sump-effluent-pumps/commercial/160-series | EA | 3920 |  | 53514185169 | 6 Weeks | 118 | LB | 32 | 12 | 15 | 1 Year | NO
365-0014 | D165 3F/50'Cd/230V/1Ph/cCSAus/(165-00056) | D165 3F/50'Cd/230V/1Ph/cCSAus/UL/(165-00056) | https://www.zoellerpumps.com/en-us/products/sump-effluent-pumps/commercial/160-series | EA | 2260 |  | 53514201777 | 4 Weeks | 94 | LB | 21.25 | 11.75 | 14.75 | 1 Year | YES
365-0015 | H165 3F/50'Cd/200-208V/1Ph/cCSAus/(165-0056) | H165 3F/50'Cd/200-208V/1Ph/cCSAus/(165-0056) | https://www.zoellerpumps.com/en-us/products/sump-effluent-pumps/commercial/160-series | EA | 2130 |  | 53514202149 | 4 Weeks | 86 | LB | 21.25 | 11.75 | 14.75 | 1 Year | YES
365-0016 | I165 3F/50' Cord/200-208V/1Ph/cCSAus/(165-0064) | I165 3F/50' Cord/200-208V/1Ph/cCSAus/(165-0064) | https://www.zoellerpumps.com/en-us/products/sump-effluent-pumps/commercial/160-series | EA | 2020 |  | 53514277383 | 4 Weeks | 85 | LB | 21.25 | 11.75 | 14.75 | 1 Year | YES
365-0017 | J165 3F/50'Cd/200-208V/3Ph/cCSAus/(165-0061) | J165 3F/50'Cd/200-208V/3Ph/cCSAus/UL/(165-0061) | https://www.zoellerpumps.com/en-us/products/sump-effluent-pumps/commercial/160-series | EA | 2210 |  | 53514350413 | 4 Weeks | 87 | LB | 21.25 | 11.75 | 14.75 | 1 Year | YES
365-0018 | JX165 3F/200V/3Ph/Ex Pr/(165-0040) | JX165 3F/200V/3Ph/Ex Pr/FM/CSA/(165-0040) | https://www.zoellerpumps.com/en-us/products/sump-effluent-pumps/commercial/160-series | EA | 4160 |  | 53514352257 | 6 Weeks | 118 | LB | 32 | 12 | 15 | 1 Year | NO
365-0019 | D165 3F/35'Cd/230V/1Ph/cCSAus/(165-00029) | D165 3F/35'Cd/230V/1Ph/cCSAus/UL/(165-00029) | https://www.zoellerpumps.com/en-us/products/sump-effluent-pumps/commercial/160-series | EA | 2210 |  | 53514435196 | 4 Weeks | 94 | LB | 21.25 | 11.75 | 14.75 | 1 Year | YES
370-0002 | N370 Fountain/.5Hp/115V/1Ph/60Hz/100'Cd/50Gpm | N370 Fountain/.5Hp/115V/1Ph/60Hz/100'Cd/50Gpm | https://www.zoellerpumps.com/en-us/products/specialty/fountain#technical-support | EA | 3760 |  | 53514178031 | 4 Weeks | 56 | LB | 41 | 15 | 15 | 1 Year | NO
371-0002 | N371 115V/1Ph/cCSAus/Evap Cooling | N371 115V/1Ph/UL/cCSAus/Evap Cooling | https://www.zoellerpumps.com/en-us/products/specialty/evaporative-cooling | EA | 390 |  | 53514233976 | 4 Weeks | 21 | LB | 10.25 | 7.75 | 10.25 | 1 Year | NO
371-0004 | E371 230V/1Ph/cCSAus/Evap Cooling | E371 230V/1Ph/UL/cCSAus/Evap Cooling | https://www.zoellerpumps.com/en-us/products/specialty/evaporative-cooling | EA | 500 |  | 53514233990 | 4 Weeks | 21 | LB | 10.25 | 7.75 | 10.25 | 1 Year | NO
372-0002 | N372 115V/1Ph/1/3 Hp/cCSAus/Evap Cooling | N372 115V/1Ph/1/3 Hp/cCSAus/Evap Cooling | https://www.zoellerpumps.com/en-us/products/specialty/evaporative-cooling | EA | 660 |  | 53514234034 | 4 Weeks | 32 | LB | 16.5 | 11 | 13.75 | 1 Year | NO
372-0004 | E372 230V/1Ph/1/3Hp/cCSAus/Evap Cooling | E372 230V/1Ph/1/3Hp/cCSAus/Evap Cooling | https://www.zoellerpumps.com/en-us/products/specialty/evaporative-cooling | EA | 730 |  | 53514234058 | 4 Weeks | 32 | LB | 16.5 | 11 | 13.75 | 1 Year | NO
373-0002 | N373 115V/1Ph/.4Hp/cCSAus/Evap Cooling | N373 115V/1Ph/.4Hp/cCSAus/Evap Cooling | https://www.zoellerpumps.com/en-us/products/specialty/evaporative-cooling | EA | 690 |  | 53514234096 | 4 Weeks | 37 | LB | 16.5 | 11 | 13.75 | 1 Year | NO
373-0004 | E373 230V/1Ph/.4Hp/cCSAus/Evap Cooling | E373 230V/1Ph/.4Hp/cCSAus/Evap Cooling | https://www.zoellerpumps.com/en-us/products/specialty/evaporative-cooling | EA | 760 |  | 53514234119 | 4 Weeks | 37 | LB | 16.5 | 11 | 13.75 | 1 Year | NO
382-0001 | M282 3F/115V/1Ph/cCSAus/(282-0001) | M282 3F/115V/1Ph/cCSAus/UL | https://www.zoellerpumps.com/en-us/products/sewage-pumps/commercial/280-series | EA | 1710 |  | 53514022365 | 4 Weeks | 82 | LB | 21.25 | 11.75 | 14.75 | 1 Year | YES
382-0002 | N282 3F/115V/1Ph/cCSAus/(282-0002) | N282 3F/115V/1Ph/cCSAus/UL | https://www.zoellerpumps.com/en-us/products/sewage-pumps/commercial/280-series | EA | 1670 |  | 53514022372 | 4 Weeks | 81 | LB | 21.25 | 11.75 | 14.75 | 1 Year | YES
382-0003 | D282 3F/230V/1Ph/cCSAus | D282 3F/230V/1Ph/cCSAus/UL | https://www.zoellerpumps.com/en-us/products/sewage-pumps/commercial/280-series | EA | 1650 |  | 53514022389 | 4 Weeks | 82 | LB | 21.25 | 11.75 | 14.75 | 1 Year | YES
382-0004 | E282 3F/230V/1Ph/cCSAus/(282-0004) | E282 3F/230V/1Ph/cCSAus/UL | https://www.zoellerpumps.com/en-us/products/sewage-pumps/commercial/280-series | EA | 1650 |  | 53514022396 | 4 Weeks | 81 | LB | 21.25 | 11.75 | 14.75 | 1 Year | YES
382-0007 | G282 3F/460V/3Ph/cCSAus/(282-0024) | G282 3F/460V/3Ph/cCSAus/UL | https://www.zoellerpumps.com/en-us/products/sewage-pumps/commercial/280-series | EA | 1700 |  | 53514022426 | 4 Weeks | 81 | LB | 21.25 | 11.75 | 14.75 | 1 Year | YES
382-0008 | M282 3F/15'Cd/115V/1Ph/cCSAus | M282 3F/15'Cd/115V/1Ph/cCSAus/UL | https://www.zoellerpumps.com/en-us/products/sewage-pumps/commercial/280-series | EA | 1700 |  | 53514022433 | 4 Weeks | 82 | LB | 21.25 | 11.75 | 14.75 | 1 Year | YES
382-0009 | M282 3F/35'Cd/115V/1Ph/cCSAus | M282 3F/35'Cd/115V/1Ph/cCSAus/UL | https://www.zoellerpumps.com/en-us/products/sewage-pumps/commercial/280-series | EA | 1840 |  | 53514022440 | 4 Weeks | 87 | LB | 21.25 | 11.75 | 14.75 | 1 Year | YES
382-0010 | J282 3F/200-208V/3Ph/cCSAus/(282-0006) | J282 3F/200-208V/3Ph/cCSAus/UL | https://www.zoellerpumps.com/en-us/products/sewage-pumps/commercial/280-series | EA | 1730 |  | 53514022457 | 4 Weeks | 81 | LB | 21.25 | 11.75 | 14.75 | 1 Year | YES
382-0012 | E282 3F/25'Cd/230V/1Ph/cCSAus/(282-0018) | E282 3F/25'Cd/230V/1Ph/cCSAus/UL | https://www.zoellerpumps.com/en-us/products/sewage-pumps/commercial/280-series | EA | 1670 |  | 53514022471 | 4 Weeks | 83 | LB | 21.25 | 11.75 | 14.75 | 1 Year | YES
382-0013 | N282 3F/50'Cd/115V/1Ph/cCSAus/(282-0062) | N282 3F/50'Cd/115V/1Ph/cCSAus/UL | https://www.zoellerpumps.com/en-us/products/sewage-pumps/commercial/280-series | EA | 1920 |  | 53514022488 | 4 Weeks | 90 | LB | 21.25 | 11.75 | 14.75 | 1 Year | YES
382-0019 | I282 3F/200-208V/1Ph/cCSAus/(282-0025) | I282 3F/200-208V/1Ph/cCSAus | https://www.zoellerpumps.com/en-us/products/sewage-pumps/commercial/280-series | EA | 1660 |  | 53514022525 | 4 Weeks | 81 | LB | 21.25 | 11.75 | 14.75 | 1 Year | YES
382-0020 | E282 3F/50'Cd/230V/1Ph/cCSAus | E282 3F/50'Cd/230V/1Ph/cCSAus/UL | https://www.zoellerpumps.com/en-us/products/sewage-pumps/commercial/280-series | EA | 1780 |  | 53514025670 | 4 Weeks | 90 | LB | 21.25 | 11.75 | 14.75 | 1 Year | YES
382-0021 | D282 3F/25'Cd/230V/1Ph/cCSAus | D282 3F/25'Cd/230V/1Ph/cCSAus/UL | https://www.zoellerpumps.com/en-us/products/sewage-pumps/commercial/280-series | EA | 1670 |  | 53514026936 | 4 Weeks | 84 | LB | 21.25 | 11.75 | 14.75 | 1 Year | YES
382-0022 | N282 3F/35'Cd/115V/1Ph/cCSAus | N282 3F/35'Cd/115V/1Ph/cCSAus/UL | https://www.zoellerpumps.com/en-us/products/sewage-pumps/commercial/280-series | EA | 1780 |  | 53514028909 | 4 Weeks | 86 | LB | 21.25 | 11.75 | 14.75 | 1 Year | YES
382-0023 | N282 3F/25'Cd/115V/1Ph/cCSAus/(282-0011) | N282 3F/25'Cd/115V/1Ph/cCSAus/UL | https://www.zoellerpumps.com/en-us/products/sewage-pumps/commercial/280-series | EA | 1700 |  | 53514033507 | 4 Weeks | 83 | LB | 21.25 | 11.75 | 14.75 | 1 Year | YES
382-0024 | F282 3F/230V/3Ph/cCSAus | F282 3F/230V/3Ph/cCSAus/UL | https://www.zoellerpumps.com/en-us/products/sewage-pumps/commercial/280-series | EA | 1650 |  | 53514038229 | 4 Weeks | 81 | LB | 21.25 | 11.75 | 14.75 | 1 Year | YES
382-0025 | M282 3F/25'Cd/115V/1Ph/cCSAus/(282-0015) | M282 3F/25'Cd/115V/1Ph/cCSAus/UL | https://www.zoellerpumps.com/en-us/products/sewage-pumps/commercial/280-series | EA | 1820 |  | 53514039325 | 4 Weeks | 84 | LB | 21.25 | 11.75 | 14.75 | 1 Year | YES
382-0027 | BN282 3F/115V/1Ph/Pb15'/cCSAus | BN282 3F/115V/1Ph/Pb15'/UL/cCSAus | https://www.zoellerpumps.com/en-us/products/sewage-pumps/commercial/280-series | EA | 1790 |  | 53514041304 | 4 Weeks | 83 | LB | 21.25 | 11.75 | 14.75 | 1 Year | YES
382-0028 | BE282 3F/230V/1Ph/Pb35'/cCSAus | BE282 3F/230V/1Ph/Pb/cCSAus/UL | https://www.zoellerpumps.com/en-us/products/sewage-pumps/commercial/280-series | EA | 1850 |  | 53514041311 | 4 Weeks | 83 | LB | 21.25 | 11.75 | 14.75 | 1 Year | YES
382-0029 | J282 3F/25'Cd/200-208V/3Ph/cCSAus | J282 3F/25'Cd/200-208V/3Ph/cCSAus | https://www.zoellerpumps.com/en-us/products/sewage-pumps/commercial/280-series | EA | 1790 |  | 53514041823 | 4 Weeks | 83 | LB | 21.25 | 11.75 | 14.75 | 1 Year | YES
382-0030 | H282 3F/35'Cd/200-208V/1Ph/cCSAus | H282 3F/35'Cd/200-208V/1Ph/cCSAus | https://www.zoellerpumps.com/en-us/products/sewage-pumps/commercial/280-series | EA | 1750 |  | 53514044541 | 4 Weeks | 85 | LB | 21.25 | 11.75 | 14.75 | 1 Year | YES
382-0031 | E282 3F/25'Cd/230V/1P/ED | E282 3F/25'Cd/230V/1P/ED | https://www.zoellerpumps.com/en-us/products/sewage-pumps/commercial/280-series | EA | 1660 |  | 53514045272 | 4 Weeks | 84 | LB | 21.25 | 11.75 | 14.75 | 1 Year | YES
382-0032 | F282 3F/25'Cd/230V/3Ph/cCSAus | F282 3F/25'Cd/230V/3Ph/cCSAus/UL | https://www.zoellerpumps.com/en-us/products/sewage-pumps/commercial/280-series | EA | 1770 |  | 53514056223 | 4 Weeks | 84 | LB | 21.25 | 11.75 | 14.75 | 1 Year | YES
382-0033 | J282 3F/35'Cd/200-208V/3Ph/cCSAus | J282 3F/35'Cd/200-208V/3Ph/cCSAus/UL | https://www.zoellerpumps.com/en-us/products/sewage-pumps/commercial/280-series | EA | 1760 |  | 53514086541 | 4 Weeks | 84 | LB | 21.25 | 11.75 | 14.75 | 1 Year | YES
382-0034 | H282 3F/50'Cd/200-208V/1Ph/cCSAus | H282 3F/50'Cd/200-208V/1Ph/cCSAus | https://www.zoellerpumps.com/en-us/products/sewage-pumps/commercial/280-series | EA | 1770 |  | 53514089023 | 4 Weeks | 90 | LB | 21.25 | 11.75 | 14.75 | 1 Year | YES
382-0036 | G282 3F/25'Cd/460V/3Ph/cCSAus | G282 3F/25'Cd/460V/3Ph/cCSAus/UL | https://www.zoellerpumps.com/en-us/products/sewage-pumps/commercial/280-series | EA | 1770 |  | 53514096359 | 4 Weeks | 85 | LB | 21.25 | 11.75 | 14.75 | 1 Year | YES
382-0037 | E282 3F/35'Cd/230V/1Ph/cCSAus | E282 3F/35'Cd/230V/1Ph/cCSAus/UL | https://www.zoellerpumps.com/en-us/products/sewage-pumps/commercial/280-series | EA | 1730 |  | 53514117818 | 4 Weeks | 88 | LB | 21.25 | 11.75 | 14.75 | 1 Year | YES
382-0038 | NX282 3F/115V/1Ph/Ex Pr | NX282 3F/115V/1Ph/Ex Pr/FM/CSA | https://www.zoellerpumps.com/en-us/products/sewage-pumps/commercial/280-series | EA | 3640 |  | 53514123321 | 6 Weeks | 128 | LB | 32 | 12 | 15 | 1 Year | NO
382-0040 | NX282 3F/50'Cd/115V/1Ph/Ex Pr | NX282 3F/50'Cd/115V/1Ph/Ex Pr/FM/CSA | https://www.zoellerpumps.com/en-us/products/sewage-pumps/commercial/280-series | EA | 3920 |  | 53514140915 | 6 Weeks | 128 | LB | 32 | 12 | 15 | 1 Year | NO
382-0041 | EX282 3F/230V/1Ph/Ex Pr | EX282 3F/230V/1Ph/Ex Pr/FM/CSA | https://www.zoellerpumps.com/en-us/products/sewage-pumps/commercial/280-series | EA | 3610 |  | 53514142407 | 6 Weeks | 127 | LB | 32 | 12 | 15 | 1 Year | NO
382-0042 | CF282 3F/230V/3Ph/Auto | CF282 3F/230V/3Ph/UL/Auto | https://www.zoellerpumps.com/en-us/products/sewage-pumps/commercial/280-series | EA | 2350 |  | 53514155179 | 6 Weeks | 81 | LB | 21.25 | 11.75 | 14.75 | 1 Year | YES
382-0043 | IX282 3F/25'Cd/200-208V/1Ph/Ex Pr | IX282 3F/25'Cd/200-208V/1Ph/Ex Pr/FM/CSA | https://www.zoellerpumps.com/en-us/products/sewage-pumps/commercial/280-series | EA | 3540 |  | 53514167455 | 6 Weeks | 130 | LB | 32 | 12 | 15 | 1 Year | NO
382-0044 | G282 3F/50'Cd/460V/3Ph/cCSAus | G282 3F/50'Cd/460V/3Ph/cCSAus/UL | https://www.zoellerpumps.com/en-us/products/sewage-pumps/commercial/280-series | EA | 1780 |  | 53514169947 | 4 Weeks | 85 | LB | 21.25 | 11.75 | 14.75 | 1 Year | YES
382-0046 | JX282 3F/200-208V/3Ph/Ex Pr | JX282 3F/200-208V/3Ph/Ex Pr/FM/CSA | https://www.zoellerpumps.com/en-us/products/sewage-pumps/commercial/280-series | EA | 4250 |  | 53514181789 | 6 Weeks | 128 | LB | 32 | 12 | 15 | 1 Year | NO
382-0049 | D282 3F/50'Cd/230V/1Ph/cCSAus | D282 3F/50'Cd/230V/1Ph/cCSAus/UL | https://www.zoellerpumps.com/en-us/products/sewage-pumps/commercial/280-series | EA | 1870 |  | 53514205539 | 4 Weeks | 86 | LB | 21.25 | 11.75 | 14.75 | 1 Year | YES
382-0050 | GX282 3F/35'Cd/460V/3Ph/Ex Pr | GX282 3F/35'Cd/460V/3Ph/Ex Pr/FM/CSA | https://www.zoellerpumps.com/en-us/products/sewage-pumps/commercial/280-series | EA | 4440 |  | 53514210625 | 6 Weeks | 128 | LB | 32 | 12 | 15 | 1 Year | NO
382-0051 | GX282 3F/50'Cd/460V/3Ph/Ex Pr | GX282 3F/50'Cd/460V/3Ph/Ex Pr/FM/CSA | https://www.zoellerpumps.com/en-us/products/sewage-pumps/commercial/280-series | EA | 4600 |  | 53514231071 | 6 Weeks | 128 | LB | 32 | 12 | 15 | 1 Year | NO
382-0052 | J282 3F/50'Cd/200-208V/3Ph/cCSAus | J282 3F/50'Cd/200-208V/3Ph/cCSAus/UL | https://www.zoellerpumps.com/en-us/products/sewage-pumps/commercial/280-series | EA | 2060 |  | 53514234171 | 4 Weeks | 84 | LB | 21.25 | 11.75 | 14.75 | 1 Year | YES
382-0054 | F282 3F/50'Cd/230V/3Ph/cCSAus | F282 3F/50'Cd/230V/3Ph/cCSAus/UL | https://www.zoellerpumps.com/en-us/products/sewage-pumps/commercial/280-series | EA | 1790 |  | 53514241971 | 4 Weeks | 85 | LB | 21.25 | 11.75 | 14.75 | 1 Year | YES
382-0057 | IX282 3F/35'Cd//200-208V/1Ph/Ex Pr | iX282 3F/35'Cd//200-208V/1Ph/Ex Pr/FM/CSA | https://www.zoellerpumps.com/en-us/products/sewage-pumps/commercial/280-series | EA | 4840 |  | 53514256463 | 6 Weeks | 127 | LB | 32 | 12 | 15 | 1 Year | NO
382-0058 | I282 3F/25'Cd/200-208V/1Ph/cCSAus | I282 3F/25'Cd/200-208V/1Ph/cCSAus | https://www.zoellerpumps.com/en-us/products/sewage-pumps/commercial/280-series | EA | 1660 |  | 53514256968 | 4 Weeks | 83 | LB | 21.25 | 11.75 | 14.75 | 1 Year | YES
382-0060 | FX282 3F/50'Cd/230V/3Ph/Ex Pr | FX282 3F/50'Cd/230V/3Ph/Ex Pr/FM/CSA | https://www.zoellerpumps.com/en-us/products/sewage-pumps/commercial/280-series | EA | 4600 |  | 53514296711 | 6 Weeks | 129 | LB | 32 | 12 | 15 | 1 Year | NO
382-0061 | EX282 3F/50'Cd/230V/1Ph/Ex Pr | EX282 3F/50'Cd/230V/1Ph/Ex Pr/FM/CSA | https://www.zoellerpumps.com/en-us/products/sewage-pumps/commercial/280-series | EA | 3890 |  | 53514330750 | 6 Weeks | 129 | LB | 32 | 12 | 15 | 1 Year | NO
382-0062 | EX282 3F/25'Cd/230V/1Ph/Ex Pr | EX282 3F/25'Cd/230V/1Ph/Ex Pr/FM/CSA | https://www.zoellerpumps.com/en-us/products/sewage-pumps/commercial/280-series | EA | 3670 |  | 53514342951 | 6 Weeks | 128 | LB | 32 | 12 | 15 | 1 Year | NO
382-0063 | D282 3F/15'Cd/230V/1Ph/cCSAus | D282 3F/15'Cd/230V/1Ph/cCSAus/UL | https://www.zoellerpumps.com/en-us/products/sewage-pumps/commercial/280-series | EA | 1680 |  | 53514353445 | 4 Weeks | 82 | LB | 21.25 | 11.75 | 14.75 | 1 Year | YES
382-0064 | JX282 3F/50'Cd/200-208V/3Ph/ExPr | JX282 3F/50'Cd/200-208V/Ex Pr/FM/CSA/(01 | https://www.zoellerpumps.com/en-us/products/sewage-pumps/commercial/280-series | EA | 4550 |  | 53514354794 | 6 Weeks | 129 | LB | 32 | 12 | 15 | 1 Year | NO
382-0065 | IX282 3F/50'Cd/200-208V/1Ph/Ex Pr | IX282 3F/50'Cd/200-208V/1Ph/Ex Pr/FM/CSA | https://www.zoellerpumps.com/en-us/products/sewage-pumps/commercial/280-series | EA | 3750 |  | 53514356873 | 6 Weeks | 134 | LB | 32 | 12 | 15 | 1 Year | NO
382-0066 | MX282 3F/115V/1Ph/Expr | MX282 3F/115V/1Ph/Expr/FM/CSA | https://www.zoellerpumps.com/en-us/products/sewage-pumps/commercial/280-series | EA | 4580 |  | 53514356927 | 6 Weeks | 119 | LB | 32 | 12 | 15 | 1 Year | NO
382-0067 | I282 3F/50'Cd/200-208V/1Ph/cCSAus | I282 3F/50'Cd/200-208V/1Ph/cCSAus | https://www.zoellerpumps.com/en-us/products/sewage-pumps/commercial/280-series | EA | 1710 |  | 53514357351 | 4 Weeks | 85 | LB | 21.25 | 11.75 | 14.75 | 1 Year | YES
382-0068 | EX282 3F/35'Cd/230V/1Ph/Ex Pr | EX282 3F/35'Cd/230V/1Ph/Ex Pr/FM/CSA | https://www.zoellerpumps.com/en-us/products/sewage-pumps/commercial/280-series | EA | 3760 |  | 53514361914 | 6 Weeks | 128 | LB | 32 | 12 | 15 | 1 Year | NO
382-0069 | I282 3F/35'Cd/200-208V/1Ph/cCSAus | I282 3F/35'Cd/200-208V/1Ph/cCSAus | https://www.zoellerpumps.com/en-us/products/sewage-pumps/commercial/280-series | EA | 1660 |  | 53514362140 | 4 Weeks | 85 | LB | 21.25 | 11.75 | 14.75 | 1 Year | YES
382-0070 | BA282 3F/50'Cd/575V/3Ph/cCSAus | BA282 3F/50'Cd/575V/3Ph/cCSAus | https://www.zoellerpumps.com/en-us/products/sewage-pumps/commercial/280-series | EA | 1830 |  | 53514385378 | 6 Weeks | 81 | LB | 21.25 | 11.75 | 14.75 | 1 Year | YES
382-0072 | M282 3F/50'Cd/115V/1Ph/cCSAus | M282 3F/50'Cd/115V/1Ph/cCSAus/UL | https://www.zoellerpumps.com/en-us/products/sewage-pumps/commercial/280-series | EA | 1890 |  | 53514414412 | 4 Weeks | 87 | LB | 21.25 | 11.75 | 14.75 | 1 Year | YES
382-0074 | JX282 3F/35'Cd/200-208V/3Ph/Ex Pr | JX282 3F/35'Cd/200-208V/3Ph/Ex Pr | https://www.zoellerpumps.com/en-us/products/sewage-pumps/commercial/280-series | EA | 4400 |  | 53514435486 | 6 Weeks | 127 | LB | 32 | 12 | 15 | 1 Year | NO
382-0075 | BE282 3F/35'Cd/230V/1Ph/Pb35'/cCSAus | BE282 3F/35'Cd/230V/1Ph/Pb35'/cCSAus/UL | https://www.zoellerpumps.com/en-us/products/sewage-pumps/commercial/280-series | EA | 1980 |  | 53514438296 | 4 Weeks | 83 | LB | 21.25 | 11.75 | 14.75 | 1 Year | YES
384-0003 | D284 3F/230V/1Ph/cCSAus | D284 3F/230V/1Ph/cCSAus/UL | https://www.zoellerpumps.com/en-us/products/sewage-pumps/commercial/280-series | EA | 2010 |  | 53514022532 | 4 Weeks | 85 | LB | 21.25 | 11.75 | 14.75 | 1 Year | YES
384-0004 | E284 3F/230V/1Ph/cCSAus/(284-0004) | E284 3F/230V/1Ph/cCSAus/UL | https://www.zoellerpumps.com/en-us/products/sewage-pumps/commercial/280-series | EA | 1770 |  | 53514022549 | 4 Weeks | 84 | LB | 21.25 | 11.75 | 14.75 | 1 Year | YES
384-0005 | J284 3F/200-208V/3Ph/cCSAus/(284-0015) | J284 3F/200-208V/3Ph/cCSAus/UL | https://www.zoellerpumps.com/en-us/products/sewage-pumps/commercial/280-series | EA | 1730 |  | 53514022556 | 4 Weeks | 84 | LB | 21.25 | 11.75 | 14.75 | 1 Year | YES
384-0006 | E284 3F/35'Cd/230V/1Ph/cCSAus | E284 3F/35'Cd/230V/1Ph/cCSAus/UL | https://www.zoellerpumps.com/en-us/products/sewage-pumps/commercial/280-series | EA | 1850 |  | 53514022563 | 4 Weeks | 89 | LB | 21.25 | 11.75 | 14.75 | 1 Year | YES
384-0007 | G284 3F/460V/3Ph/cCSAus/(284-0006) | G284 3F/460V/3Ph/cCSAus/UL | https://www.zoellerpumps.com/en-us/products/sewage-pumps/commercial/280-series | EA | 1780 |  | 53514022570 | 4 Weeks | 84 | LB | 21.25 | 11.75 | 14.75 | 1 Year | YES
384-0008 | F284 3F/230V/3Ph/cCSAus/(284-0011) | F284 3F/230V/3Ph/cCSAus/UL | https://www.zoellerpumps.com/en-us/products/sewage-pumps/commercial/280-series | EA | 1810 |  | 53514022587 | 4 Weeks | 84 | LB | 21.25 | 11.75 | 14.75 | 1 Year | YES
384-0009 | E284 3F/25'Cd/230V/1Ph/cCSAus/(284-0028) | E284 3F/25'Cd/230V/1Ph/cCSAus/UL | https://www.zoellerpumps.com/en-us/products/sewage-pumps/commercial/280-series | EA | 1790 |  | 53514022594 | 4 Weeks | 86 | LB | 21.25 | 11.75 | 14.75 | 1 Year | YES
384-0010 | G284 3F/25'Cd/460V/3Ph/cCSAus/(284-0020) | G284 3F/25'Cd/460V/3Ph/cCSAus/UL | https://www.zoellerpumps.com/en-us/products/sewage-pumps/commercial/280-series | EA | 1900 |  | 53514022600 | 4 Weeks | 86 | LB | 21.25 | 11.75 | 14.75 | 1 Year | YES
384-0011 | D284 3F/25'Cd/230V/1Ph/cCSAus/(284-0021) | D284 3F/25'Cd/230V/1Ph/cCSAus/UL | https://www.zoellerpumps.com/en-us/products/sewage-pumps/commercial/280-series | EA | 1930 |  | 53514022617 | 4 Weeks | 87 | LB | 21.25 | 11.75 | 14.75 | 1 Year | YES
384-0012 | J284 3F/25'Cd/200-208V/3Ph/cCSAus | J284 3F/25'Cd/200-208V/3Ph/cCSAus/UL/ | https://www.zoellerpumps.com/en-us/products/sewage-pumps/commercial/280-series | EA | 1840 |  | 53514022624 | 4 Weeks | 86 | LB | 21.25 | 11.75 | 14.75 | 1 Year | YES
384-0013 | I284 3F/200-208V/1Ph/cCSAus/(284-0010) | I284 3F/200-208V/1Ph/cCSAus | https://www.zoellerpumps.com/en-us/products/sewage-pumps/commercial/280-series | EA | 1780 |  | 53514022631 | 4 Weeks | 84 | LB | 21.25 | 11.75 | 14.75 | 1 Year | YES
384-0014 | H284 3F/200-208V/1Ph/cCSAus/(284-0009) | H284 3F/200-208V/1Ph/cCSAus | https://www.zoellerpumps.com/en-us/products/sewage-pumps/commercial/280-series | EA | 1870 |  | 53514022648 | 4 Weeks | 85 | LB | 21.25 | 11.75 | 14.75 | 1 Year | YES
384-0015 | D284 3F/15'Cd/230V/1Ph/cCSAus | D284 3F/15'Cd/230V/1Ph/cCSAus/UL | https://www.zoellerpumps.com/en-us/products/sewage-pumps/commercial/280-series | EA | 1850 |  | 53514022655 | 4 Weeks | 85 | LB | 21.25 | 11.75 | 14.75 | 1 Year | YES
384-0016 | D284 3F/35'Cd/230V/1Ph/cCSAus | D284 3F/35'Cd/230V/1Ph/cCSAus/UL | https://www.zoellerpumps.com/en-us/products/sewage-pumps/commercial/280-series | EA | 1990 |  | 53514022662 | 4 Weeks | 90 | LB | 21.25 | 11.75 | 14.75 | 1 Year | YES
384-0017 | D284 3F/50'Cd/230V/1Ph/cCSAus | D284 3F/50'Cd/230V/1Ph/cCSAus/UL | https://www.zoellerpumps.com/en-us/products/sewage-pumps/commercial/280-series | EA | 2040 |  | 53514022679 | 4 Weeks | 94 | LB | 21.25 | 11.75 | 14.75 | 1 Year | YES
384-0019 | F284 3F/25'Cd/230V/3Ph/cCSAus | F284 3F/25'Cd/230V/3Ph/cCSAus/UL | https://www.zoellerpumps.com/en-us/products/sewage-pumps/commercial/280-series | EA | 1840 |  | 53514022693 | 4 Weeks | 86 | LB | 21.25 | 11.75 | 14.75 | 1 Year | YES
384-0020 | G284 3F/35'Cd/460V/3Ph/cCSAus | G284 3F/35'Cd/460V/3Ph/cCSAus/UL | https://www.zoellerpumps.com/en-us/products/sewage-pumps/commercial/280-series | EA | 1850 |  | 53514022709 | 4 Weeks | 89 | LB | 21.25 | 11.75 | 14.75 | 1 Year | YES
384-0021 | I284 3F/35'Cd/200-208V/1Ph/cCSAus | I284 3F/35'Cd/200-208V/1Ph/cCSAus | https://www.zoellerpumps.com/en-us/products/sewage-pumps/commercial/280-series | EA | 1800 |  | 53514022716 | 4 Weeks | 89 | LB | 21.25 | 11.75 | 14.75 | 1 Year | YES
384-0022 | I284 3F/25'Cd/200-208V/1Ph/cCSAus | I284 3F/25'Cd/200-208V/1Ph/cCSAus | https://www.zoellerpumps.com/en-us/products/sewage-pumps/commercial/280-series | EA | 1760 |  | 53514022723 | 4 Weeks | 86 | LB | 21.25 | 11.75 | 14.75 | 1 Year | YES
384-0024 | J284 3F/35'Cd/200-208V/3Ph/cCSAus | J284 3F/35'Cd/200-208V/3Ph/cCSAus/UL | https://www.zoellerpumps.com/en-us/products/sewage-pumps/commercial/280-series | EA | 1850 |  | 53514022747 | 4 Weeks | 89 | LB | 21.25 | 11.75 | 14.75 | 1 Year | YES
384-0025 | H284 3F/25'Cd/200-208V/1Ph/cCSAus | H284 3F/25'Cd/200-208V/1Ph/cCSAus | https://www.zoellerpumps.com/en-us/products/sewage-pumps/commercial/280-series | EA | 1910 |  | 53514022754 | 4 Weeks | 87 | LB | 21.25 | 11.75 | 14.75 | 1 Year | YES
384-0026 | E284 3F/50'Cd/230V/1Ph/cCSAus | E284 3F/50'Cd/230V/1Ph/cCSAus/UL | https://www.zoellerpumps.com/en-us/products/sewage-pumps/commercial/280-series | EA | 1900 |  | 53514022761 | 4 Weeks | 93 | LB | 21.25 | 11.75 | 14.75 | 1 Year | YES
384-0027 | J284 3F/50'Cd/200-208V/3Ph/cCSAus/(284-0060) | J284 3F/50'Cd/200-208V/3Ph/cCSAus/UL | https://www.zoellerpumps.com/en-us/products/sewage-pumps/commercial/280-series | EA | 1890 |  | 53514022778 | 4 Weeks | 93 | LB | 21.25 | 11.75 | 14.75 | 1 Year | YES
384-0028 | H284 3F/15'Cd/200-208V/1Ph/cCSAus | H284 3F/15'Cd/200-208V/1Ph/cCSAus | https://www.zoellerpumps.com/en-us/products/sewage-pumps/commercial/280-series | EA | 1870 |  | 53514022785 | 4 Weeks | 85 | LB | 21.25 | 11.75 | 14.75 | 1 Year | YES
384-0029 | F284 3F/35'Cd/230V/3Ph/cCSAus | F284 3F/35'Cd/230V/3Ph/cCSAus/UL | https://www.zoellerpumps.com/en-us/products/sewage-pumps/commercial/280-series | EA | 1850 |  | 53514027520 | 4 Weeks | 89 | LB | 21.25 | 11.75 | 14.75 | 1 Year | YES
384-0031 | E284 3F/230V/1Ph/cCSAus/Wo Plug | E284 3F/230V/1Ph/cCSAus/Wo Plug | https://www.zoellerpumps.com/en-us/products/sewage-pumps/commercial/280-series | EA | 1710 |  | 53514039448 | 4 Weeks | 84 | LB | 21.25 | 11.75 | 14.75 | 1 Year | YES
384-0032 | BE284 3F/230V/1Ph/15' Pb/cCSAus/(284-0037) | BE284 3F/230V/1Ph/15' Pb/cCSAus/UL | https://www.zoellerpumps.com/en-us/products/sewage-pumps/commercial/280-series | EA | 1890 |  | 53514041274 | 4 Weeks | 86 | LB | 21.25 | 11.75 | 14.75 | 1 Year | YES
384-0035 | G284 3F/50'Cd/460V/3Ph/cCSAus | G284 3F/50'Cd/460V/3Ph/cCSAus/UL | https://www.zoellerpumps.com/en-us/products/sewage-pumps/commercial/280-series | EA | 1890 |  | 53514089450 | 4 Weeks | 93 | LB | 21.25 | 11.75 | 14.75 | 1 Year | YES
384-0039 | CF284 3F/230V/3Ph/Auto | CF284 3F/230V/3Ph/UL/Auto | https://www.zoellerpumps.com/en-us/products/sewage-pumps/commercial/280-series | EA | 2370 |  | 53514121358 | 6 Weeks | 84 | 1 | 21.25 | 11.75 | 14.75 | 1 Year | YES
384-0040 | F284 3F/50'Cd/230V/3Ph/cCSAus | F284 3F/50'Cd/230V/3Ph/cCSAus/UL | https://www.zoellerpumps.com/en-us/products/sewage-pumps/commercial/280-series | EA | 1890 |  | 53514123918 | 4 Weeks | 93 | LB | 21.25 | 11.75 | 14.75 | 1 Year | YES
384-0041 | I284 3F/50'Cd/200-208V/1Ph/cCSAus | I284 3F/50'Cd/200-208V/1Ph/cCSAus | https://www.zoellerpumps.com/en-us/products/sewage-pumps/commercial/280-series | EA | 1850 |  | 53514127886 | 4 Weeks | 93 | LB | 21.25 | 11.75 | 14.75 | 1 Year | YES
384-0042 | JX284 3F/200-208V/3Ph/Ex Pr | JX284 3F/200-208V/3Ph/Ex Pr/FM/CSA | https://www.zoellerpumps.com/en-us/products/sewage-pumps/commercial/280-series | EA | 3860 |  | 53514136895 | 6 Weeks | 128 | LB | 32 | 12 | 15 | 1 Year | NO
384-0043 | IX284 3F/200-208V/1Ph/Expr | IX284 3F/200-208V/1Ph/Expr/FM/CSA | https://www.zoellerpumps.com/en-us/products/sewage-pumps/commercial/280-series | EA | 3590 |  | 53514141233 | 6 Weeks | 127 | LB | 32 | 12 | 15 | 1 Year | NO
384-0044 | FX284 3F/230V/3Ph/Ex Pr | FX284 3F/230V/3Ph/Ex Pr/FM/CSA | https://www.zoellerpumps.com/en-us/products/sewage-pumps/commercial/280-series | EA | 3920 |  | 53514145422 | 6 Weeks | 129 | LB | 32 | 12 | 15 | 1 Year | NO
384-0045 | EX284 3F/230V/1Ph/Ex Pr | EX284 3F/230V/1Ph/Ex Pr/FM/CSA | https://www.zoellerpumps.com/en-us/products/sewage-pumps/commercial/280-series | EA | 3700 |  | 53514150136 | 6 Weeks | 128 | LB | 32 | 12 | 15 | 1 Year | NO
384-0046 | GX284 3F/460V/3Ph/Ex Pr | GX284 3F/460V/3Ph/Ex Pr/FM/CSA | https://www.zoellerpumps.com/en-us/products/sewage-pumps/commercial/280-series | EA | 3920 |  | 53514154189 | 6 Weeks | 129 | LB | 32 | 12 | 15 | 1 Year | NO
384-0047 | JX284 3F/50'Cd/200-208V/3Ph/Ex Pr | JX284 3F/50'Cd/200-208V/3Ph/Ex Pr/FM/CSA | https://www.zoellerpumps.com/en-us/products/sewage-pumps/commercial/280-series | EA | 4170 |  | 53514186364 | 6 Weeks | 131 | LB | 32 | 12 | 15 | 1 Year | NO
384-0048 | IX284 3F/35'Cd/200-208V/1Ph/Ex Pr | IX284 3F/35'Cd/200-208V/1Ph/Ex Pr/FM/CSA | https://www.zoellerpumps.com/en-us/products/sewage-pumps/commercial/280-series | EA | 4970 |  | 53514256487 | 6 Weeks | 127 | LB | 32 | 12 | 15 | 1 Year | NO
384-0049 | EX284 3F/25'Cd/230V/1Ph/Ex Pr | EX284 3F/25'Cd/230V/1Ph/Ex Pr/FM/CSA | https://www.zoellerpumps.com/en-us/products/sewage-pumps/commercial/280-series | EA | 3780 |  | 53514257064 | 6 Weeks | 128 | LB | 32 | 12 | 15 | 1 Year | NO
384-0050 | CF284 3F/25'Cd/230V/3Ph/Auto | CF284 3F/25'Cd/230V/3Ph/UL/Auto/ | https://www.zoellerpumps.com/en-us/products/sewage-pumps/commercial/280-series | EA | 2420 |  | 53514261160 | 6 Weeks | 85 | LB | 21.25 | 11.75 | 14.75 | 1 Year | YES
384-0051 | EX284 3F/35'Cd/230V/1Ph/Ex Pr | EX284 3F/35'Cd/230V/1Ph/Ex Pr/FM/CSA | https://www.zoellerpumps.com/en-us/products/sewage-pumps/commercial/280-series | EA | 3840 |  | 53514322779 | 6 Weeks | 129 | LB | 32 | 12 | 15 | 1 Year | NO
384-0054 | GX284 3F/25'Cd/460V/3Ph/Ex Pr | GX284 3F/25'Cd/460V/3Ph/Ex Pr/FM/CSA | https://www.zoellerpumps.com/en-us/products/sewage-pumps/commercial/280-series | EA | 3970 |  | 53514341619 | 6 Weeks | 125 | LB | 32 | 12 | 15 | 1 Year | NO
384-0058 | GX284 3F/50'Cd/460V/3Ph/Ex Pr | GX284 3F/50'Cd/460V/3Ph/Ex Pr/FM/CSA | https://www.zoellerpumps.com/en-us/products/sewage-pumps/commercial/280-series | EA | 4220 |  | 53514363246 | 6 Weeks | 125 | LB | 32 | 12 | 15 | 1 Year | NO
384-0059 | H284 3F/50'Cd/200-208V/1Ph/cCSAus | H284 3F/50'Cd/200-208V/1Ph/cCSAus | https://www.zoellerpumps.com/en-us/products/sewage-pumps/commercial/280-series | EA | 1990 |  | 53514363338 | 4 Weeks | 94 | LB | 21.25 | 11.75 | 14.75 | 1 Year | YES
384-0060 | EX284 3F/50'Cd/230V/1Ph/Ex Pr | EX284 3F/50'Cd/230V/1Ph/Ex Pr/FM/CSA | https://www.zoellerpumps.com/en-us/products/sewage-pumps/commercial/280-series | EA | 3980 |  | 53514364694 | 6 Weeks | 129 | LB | 32 | 12 | 15 | 1 Year | NO
384-0061 | BAX284 3F/50'Cd/575V/3Ph/Ex Pr | BAX284 3F/50'Cd/575V/3Ph/Ex Pr | https://www.zoellerpumps.com/en-us/products/sewage-pumps/commercial/280-series | EA | 4120 |  | 53514365103 | 6 Weeks | 127 | LB | 32 | 12 | 15 | 1 Year | NO
384-0064 | IX284 3F/50'Cd/200-208V/1Ph/Ex Pr | IX284 3F/50'Cd/200-208V/1Ph/Ex Pr/FM/CSA | https://www.zoellerpumps.com/en-us/products/sewage-pumps/commercial/280-series | EA | 3850 |  | 53514388010 | 6 Weeks | 133 | LB | 32 | 12 | 15 | 1 Year | NO
384-0065 | HX284 3F/25'Cd/200-208V/1Ph/Ex Pr | HX284 3F/25'Cd/200-208V/1Ph/Ex Pr/FM/CSA | https://www.zoellerpumps.com/en-us/products/sewage-pumps/commercial/280-series | EA | 5040 |  | 53514389017 | 6 Weeks | 124 | LB | 32 | 12 | 15 | 1 Year | NO
384-0066 | FX284 3F/50'Cd/230V/3Ph/Ex Pr | FX284 3F/50'Cd/230V/3Ph/Ex Pr/FM/CSA | https://www.zoellerpumps.com/en-us/products/sewage-pumps/commercial/280-series | EA | 4220 |  | 53514398088 | 6 Weeks | 129 | LB | 32 | 12 | 15 | 1 Year | NO
384-0068 | HX284 3F/50'Cd/200-208V/1Ph/Ex Pr | HX284 3F/50'Cd/200-208V/1Ph/Ex Pr | https://www.zoellerpumps.com/en-us/products/sewage-pumps/commercial/280-series | EA | 4910 |  | 53514471422 | 6 Weeks | 124 | LB | 32 | 12 | 15 | 1 Year | NO
384-0069 | HX284 3F/200-208V/1Ph/Ex Pr |  |  | EA | 4940 |  | 53514493455 | 6 Weeks | 122 | LB | 32 | 12 | 15 | 1 Year | YES
385-0003 | D185 3F/230V/1Ph/cCSAus/(185-0003) | D185 3F/230V/1Ph/cCSAus/UL/(185-0003) | https://www.zoellerpumps.com/en-us/products/sump-effluent-pumps/commercial/180-190-series | EA | 2080 |  | 53514022792 | 4 Weeks | 89 | LB | 21.25 | 11.75 | 14.75 | 1 Year | YES
385-0004 | E185 3F/230V/1Ph/cCSAus/(185-0004) | E185 3F/230V/1Ph/cCSAus/UL/(185-0004) | https://www.zoellerpumps.com/en-us/products/sump-effluent-pumps/commercial/180-190-series | EA | 1940 |  | 53514022808 | 4 Weeks | 88 | LB | 21.25 | 11.75 | 14.75 | 1 Year | YES
385-0005 | G185 3F/460V/3Ph/cCSAus/(185-0005) | G185 3F/460V/3Ph/cCSAus/UL/(185-0005) | https://www.zoellerpumps.com/en-us/products/sump-effluent-pumps/commercial/180-190-series | EA | 2030 |  | 53514022815 | 4 Weeks | 88 | LB | 21.25 | 11.75 | 14.75 | 1 Year | YES
385-0006 | F185 3F/230V/3Ph/cCSAus/(185-0006) | F185 3F/230V/3Ph/cCSAus/UL/(185-0006) | https://www.zoellerpumps.com/en-us/products/sump-effluent-pumps/commercial/180-190-series | EA | 2030 |  | 53514022822 | 4 Weeks | 88 | LB | 21.25 | 11.75 | 14.75 | 1 Year | YES
385-0007 | J185 3F/200-208V/3Ph/cCSAus/(185-0008) | J185 3F/200-208V/3Ph/cCSAus/UL/(185-0008) | https://www.zoellerpumps.com/en-us/products/sump-effluent-pumps/commercial/180-190-series | EA | 2000 |  | 53514022839 | 4 Weeks | 88 | LB | 21.25 | 11.75 | 14.75 | 1 Year | YES
385-0008 | BA185 3F/575V/3Ph/cCSAus (185-0011) | BA185 3F/575V/3Ph/cCSAus (185-0011) | https://www.zoellerpumps.com/en-us/products/sump-effluent-pumps/commercial/180-190-series | EA | 2180 |  | 53514030704 | 6 Weeks | 88 | LB | 21.25 | 11.75 | 14.75 | 1 Year | YES
385-0009 | E185 3F/230V/1Ph/cCSAus/(185-0012) | E185 3F/230V/1Ph/cCSAus/(185-0012) | https://www.zoellerpumps.com/en-us/products/sump-effluent-pumps/commercial/180-190-series | EA | 1940 |  | 53514045135 | 4 Weeks | 88 | LB | 21.25 | 11.75 | 14.75 | 1 Year | YES
385-0010 | H185 3F/200-208V/1Ph/(185-0013) | H185 3F/200-208V/1Ph/(185-0013) | https://www.zoellerpumps.com/en-us/products/sump-effluent-pumps/commercial/180-190-series | EA | 2020 |  | 53514058463 | 4 Weeks | 85 | LB | 21.25 | 11.75 | 14.75 | 1 Year | YES
385-0012 | G185 3F/50'Cd/460V/3Ph/cCSAus/(185-0030) | G185 3F/50'Cd/460V/3Ph/cCSAus/UL/(185-0030) | https://www.zoellerpumps.com/en-us/products/sump-effluent-pumps/commercial/180-190-series | EA | 2150 |  | 53514120726 | 4 Weeks | 93 | LB | 21.25 | 11.75 | 14.75 | 1 Year | YES
385-0013 | E185 3F/50'Cd/230V/1Ph/cCSAus/(185-0031) | E185 3F/50'Cd/230V/1Ph/cCSAus/UL/(185-0031) | https://www.zoellerpumps.com/en-us/products/sump-effluent-pumps/commercial/180-190-series | EA | 2090 |  | 53514148584 | 4 Weeks | 91 | LB | 21.25 | 11.75 | 14.75 | 1 Year | YES
385-0014 | E185 3F/25'Cd/230V/1Ph/cCSAus/(185-0023) | E185 3F/25'Cd/230V/1Ph/cCSAus/UL/(185-0023) | https://www.zoellerpumps.com/en-us/products/sump-effluent-pumps/commercial/180-190-series | EA | 2000 |  | 53514189709 | 4 Weeks | 89 | LB | 21.25 | 11.75 | 14.75 | 1 Year | YES
385-0015 | IX185 3F/35'Cd/200-208V/1Ph/(185-0042) | IX185 3F/35'Cd/200-208V/1Ph/FM/CSA/(185-0042) | https://www.zoellerpumps.com/en-us/products/sump-effluent-pumps/commercial/180-190-series | EA | 3830 |  | 53514211363 | 6 Weeks | 124 | LB | 24.75 | 12 | 14.75 | 1 Year | NO
385-0016 | J185 3F/50'Cd/200-208V/3Ph/cCSAus/(185-0014) | J185 3F/50'Cd/200-208V/3Ph/cCSAus/UL/(185-0014) | https://www.zoellerpumps.com/en-us/products/sump-effluent-pumps/commercial/180-190-series | EA | 2120 |  | 53514253813 | 4 Weeks | 88 | LB | 21.25 | 11.75 | 14.75 | 1 Year | YES
385-0017 | JX185 3F/35'Cd/200V/3Ph/Ex Pr/(185-0032) | JX185 3F/35'Cd/200V/3Ph/Ex Pr/FM/CSA/(185-0032) | https://www.zoellerpumps.com/en-us/products/sump-effluent-pumps/commercial/180-190-series | EA | 4280 |  | 53514307554 | 6 Weeks | 124 | LB | 24.75 | 12 | 14.75 | 1 Year | NO
385-0018 | E185 3F/35'Cd/230V/1Ph/cCSAus/(185-0035) | E185 3F/35'Cd/230V/1Ph/cCSAus/UL/(185-0035) | https://www.zoellerpumps.com/en-us/products/sump-effluent-pumps/commercial/180-190-series | EA | 2040 |  | 53514359058 | 4 Weeks | 89 | LB | 21.25 | 11.75 | 14.75 | 1 Year | YES
385-0019 | EX185 3F/50'Cd/230V/1Ph/Ex Pr/(185-0058) | EX185 3F/50'Cd/230V/1Ph/Ex Pr/(185-0058) | https://www.zoellerpumps.com/en-us/products/sump-effluent-pumps/commercial/180-190-series | EA | 4160 |  | 53514481919 | 6 Weeks | 124 | LB | 24.75 | 12 | 14.75 | 1 Year | NO
386-0003 | D186 3F/230V/1Ph/cCSAus/(186-0003) | D186 3F/230V/1Ph/cCSAus/(186-0003) | https://www.zoellerpumps.com/en-us/products/sump-effluent-pumps/commercial/180-190-series | EA | 2270 |  | 53514026684 | 4 Weeks | 91 | LB | 21.25 | 11.75 | 14.75 | 1 Year | YES
386-0004 | E186 3F/230V/1Ph/CSA/(186-0004) | E186 3F/230V/1Ph/CSA/(186-0004) | https://www.zoellerpumps.com/en-us/products/sump-effluent-pumps/commercial/180-190-series | EA | 2110 |  | 53514026691 | 4 Weeks | 90 | LB | 21.25 | 11.75 | 14.75 | 1 Year | YES
386-0005 | F186 3F/230V/3Ph/cCSAus/(186-0005) | F186 3F/230V/3Ph/cCSAus/(186-0005) | https://www.zoellerpumps.com/en-us/products/sump-effluent-pumps/commercial/180-190-series | EA | 2280 |  | 53514026707 | 4 Weeks | 90 | LB | 21.25 | 11.75 | 14.75 | 1 Year | YES
386-0006 | G186 3F/460V/3Ph/cCSAus/(186-0006) | G186 3F/460V/3Ph/cCSAus/(186-0006) | https://www.zoellerpumps.com/en-us/products/sump-effluent-pumps/commercial/180-190-series | EA | 2270 |  | 53514026714 | 4 Weeks | 90 | LB | 21.25 | 11.75 | 14.75 | 1 Year | YES
386-0007 | H186 3F/200-208V/1Ph/cCSAus/(186-0007) | H186 3F/200-208V/1Ph/cCSAus/(186-0007) | https://www.zoellerpumps.com/en-us/products/sump-effluent-pumps/commercial/180-190-series | EA | 2220 |  | 53514026721 | 4 Weeks | 91 | LB | 21.25 | 11.75 | 14.75 | 1 Year | YES
386-0008 | I186 3F/200-208V/1Ph/cCSAus/(186-0008) | I186 3F/200-208V/1Ph/cCSAus/(186-0008) | https://www.zoellerpumps.com/en-us/products/sump-effluent-pumps/commercial/180-190-series | EA | 2060 |  | 53514026738 | 4 Weeks | 90 | LB | 21.25 | 11.75 | 14.75 | 1 Year | YES
386-0009 | J186 3F/200-208V/3Ph/cCSAus/(186-0009) | J186 3F/200-208V/3Ph/cCSAus/(186-0009) | https://www.zoellerpumps.com/en-us/products/sump-effluent-pumps/commercial/180-190-series | EA | 2290 |  | 53514026745 | 4 Weeks | 90 | LB | 21.25 | 11.75 | 14.75 | 1 Year | YES
386-0010 | D186 3F/50'Cd/230V/1Ph/cCSAus/(186-0011) | D186 3F/50'Cd/230V/1Ph/cCSAus/(186-0011) | https://www.zoellerpumps.com/en-us/products/sump-effluent-pumps/commercial/180-190-series | EA | 2410 |  | 53514057954 | 4 Weeks | 100 | LB | 21.25 | 11.75 | 14.75 | 1 Year | YES
386-0011 | F186 3F/50'Cd/230V/3Ph/cCSAus/(186-0057) | F186 3F/50'Cd/230V/3Ph/cCSAus/(186-0057) | https://www.zoellerpumps.com/en-us/products/sump-effluent-pumps/commercial/180-190-series | EA | 2400 |  | 53514339272 | 4 Weeks | 90 | LB | 21.25 | 11.75 | 14.75 | 1 Year | YES
386-0012 | G186 3F/25'Cd/460V/3Ph/cCSAus/(186-0028) | G186 3F/25'Cd/460V/3Ph/cCSAus/(186-0028) | https://www.zoellerpumps.com/en-us/products/sump-effluent-pumps/commercial/180-190-series | EA | 2380 |  | 53514342234 | 4 Weeks | 92 | LB | 21.25 | 11.75 | 14.75 | 1 Year | YES
386-0013 | JX186 3F/200V/3Ph/Ex Pr/(186-0015) | JX186 3F/200V/3Ph/Ex Pr/(186-0015) | https://www.zoellerpumps.com/en-us/products/sump-effluent-pumps/commercial/180-190-series | EA | 4290 |  | 53514481995 | 6 Weeks | 126 | LB | 32 | 12 | 15 | 1 Year | NO
388-0003 | D188 3F/230V/1Ph/cCSAus/(188-0003) | D188 3F/230V/1Ph/cCSAus/UL/(188-0003) | https://www.zoellerpumps.com/en-us/products/sump-effluent-pumps/commercial/180-190-series | EA | 2400 |  | 53514022846 | 4 Weeks | 94 | LB | 21.25 | 11.75 | 14.75 | 1 Year | YES
388-0004 | E188 3F/230V/1Ph/CSA/(188-0004) | E188 3F/230V/1Ph/CSA/(188-0004) | https://www.zoellerpumps.com/en-us/products/sump-effluent-pumps/commercial/180-190-series | EA | 2240 |  | 53514022853 | 4 Weeks | 93 | LB | 21.25 | 11.75 | 14.75 | 1 Year | YES
388-0005 | G188 3F/460V/3Ph/cCSAus/(188-0006) | G188 3F/460V/3Ph/cCSAus/UL/(188-0006) | https://www.zoellerpumps.com/en-us/products/sump-effluent-pumps/commercial/180-190-series | EA | 2400 |  | 53514022860 | 4 Weeks | 93 | LB | 21.25 | 11.75 | 14.75 | 1 Year | YES
388-0006 | F188 3F/230V/3Ph/cCSAus/(188-0005) | F188 3F/230V/3Ph/cCSAus/UL/(188-0005) | https://www.zoellerpumps.com/en-us/products/sump-effluent-pumps/commercial/180-190-series | EA | 2410 |  | 53514030353 | 4 Weeks | 93 | LB | 21.25 | 11.75 | 14.75 | 1 Year | YES
388-0007 | BA188 3F/575V/3Ph/cCSAus (188-0015) | BA188 3F/575V/3Ph/cCSAus (188-0015) | https://www.zoellerpumps.com/en-us/products/sump-effluent-pumps/commercial/180-190-series | EA | 2470 |  | 53514030711 | 6 Weeks | 93 | LB | 21.25 | 11.75 | 14.75 | 1 Year | YES
388-0008 | F188 3F/50'Cd/230V/3Ph/cCSAus/(188-0016) | F188 3F/50'Cd/230V/3Ph/cCSAus/UL/(188-0016) | https://www.zoellerpumps.com/en-us/products/sump-effluent-pumps/commercial/180-190-series | EA | 2530 |  | 53514031985 | 4 Weeks | 93 | LB | 21.25 | 11.75 | 14.75 | 1 Year | YES
388-0009 | E188 3F/230V/1Ph/CSA/(188-0017) | E188 3F/230V/1Ph/CSA/(188-0017) | https://www.zoellerpumps.com/en-us/products/sump-effluent-pumps/commercial/180-190-series | EA | 2240 |  | 53514033439 | 4 Weeks | 93 | LB | 21.25 | 11.75 | 14.75 | 1 Year | YES
388-0010 | J188 3F/200-208V/3Ph/cCSAus/(188-0008) | J188 3F/200-208V/3Ph/cCSAus/UL/(188-0008) | https://www.zoellerpumps.com/en-us/products/sump-effluent-pumps/commercial/180-190-series | EA | 2420 |  | 53514037277 | 4 Weeks | 93 | LB | 21.25 | 11.75 | 14.75 | 1 Year | YES
388-0011 | I188 3F/200-208V/1Ph/cCSAus/(188-0007) | I188 3F/200-208V/1Ph/cCSAus/(188-0007) | https://www.zoellerpumps.com/en-us/products/sump-effluent-pumps/commercial/180-190-series | EA | 2210 |  | 53514043186 | 4 Weeks | 93 | LB | 21.25 | 11.75 | 14.75 | 1 Year | YES
388-0012 | J188 3F/25'Cd/200-208V/3Ph/cCSAus/(188-0021) | J188 3F/25'Cd/200-208V/3Ph/cCSAus/UL/(188-0021) | https://www.zoellerpumps.com/en-us/products/sump-effluent-pumps/commercial/180-190-series | EA | 2430 |  | 53514052676 | 4 Weeks | 96 | LB | 21.25 | 11.75 | 14.75 | 1 Year | YES
388-0013 | H188 3F/200-208V/1Ph/cCSAus/(188-0019) | H188 3F/200-208V/1Ph/cCSAus/(188-0019) | https://www.zoellerpumps.com/en-us/products/sump-effluent-pumps/commercial/180-190-series | EA | 2350 |  | 53514058609 | 4 Weeks | 90 | LB | 21.25 | 11.75 | 14.75 | 1 Year | YES
388-0014 | BE188 3F/230V/1Ph/Pb20'/cCSAus/(188-0004) | BE188 3F/230V/1Ph/Pb20'/cCSAus/(188-0004) | https://www.zoellerpumps.com/en-us/products/sump-effluent-pumps/commercial/180-190-series | EA | 2430 |  | 53514100810 | 4 Weeks | 95 | LB | 21.25 | 11.75 | 14.75 | 1 Year | YES
388-0015 | D188 3F/35'Cd/230V/1Ph/cCSAus/(188-0036) | D188 3F/35'Cd/230V/1Ph/cCSAus/UL(188-0036) | https://www.zoellerpumps.com/en-us/products/sump-effluent-pumps/commercial/180-190-series | EA | 2290 |  | 53514120139 | 4 Weeks | 98 | LB | 21.25 | 11.75 | 14.75 | 1 Year | YES
388-0016 | EX188 3F/230V/1Ph/Ex Pr/(188-0028) | EX188 3F/230V/1Ph/Ex Pr/FM/CSA/(188-0028) | https://www.zoellerpumps.com/en-us/products/sump-effluent-pumps/commercial/180-190-series | EA | 4170 |  | 53514141240 | 6 Weeks | 128 | LB | 32 | 12 | 15 | 1 Year | NO
388-0017 | J188 3F/50'Cd/200-208V/3Ph/cCSAus/(188-0041) | J188 3F/50'Cd/200-208V/3Ph/cCSAus/UL/(188-0041) | https://www.zoellerpumps.com/en-us/products/sump-effluent-pumps/commercial/180-190-series | EA | 2570 |  | 53514142100 | 4 Weeks | 96 | LB | 21.25 | 11.75 | 14.75 | 1 Year | YES
388-0018 | E188 3F/50'Cd/230V/1Ph/CSA/(188-0035) | E188 3F/50'Cd/230V/1Ph/CSA/(188-0035) | https://www.zoellerpumps.com/en-us/products/sump-effluent-pumps/commercial/180-190-series | EA | 2400 |  | 53514148560 | 4 Weeks | 96 | LB | 21.25 | 11.75 | 14.75 | 1 Year | YES
388-0019 | GX188 3F/25'Cd/460V/3Ph/Ex Pr/(188-0047) | GX188 3F/25'Cd/460V/3Ph/Ex Pr/ FM/CSA/(188-0047) | https://www.zoellerpumps.com/en-us/products/sump-effluent-pumps/commercial/180-190-series | EA | 4560 |  | 53514200275 | 6 Weeks | 128 | LB | 32 | 12 | 15 | 1 Year | NO
388-0020 | GX188 3F/35'Cd/460V/3Ph/Ex Pr/(188-0040) | GX188 3F/35'Cd/460V/3Ph/Ex Pr/FM/CSA/(188-0040) | https://www.zoellerpumps.com/en-us/products/sump-effluent-pumps/commercial/180-190-series | EA | 4680 |  | 53514200510 | 6 Weeks | 129 | LB | 32 | 12 | 15 | 1 Year | NO
388-0021 | E188 3F/35'Cd/230V/CSA/1Ph/(188-0026) | E188 3F/35'Cd/230V/CSA/1Ph/(188-0026) | https://www.zoellerpumps.com/en-us/products/sump-effluent-pumps/commercial/180-190-series | EA | 2340 |  | 53514203054 | 4 Weeks | 95 | LB | 21.25 | 11.75 | 14.75 | 1 Year | YES
388-0022 | G188 3F/50'Cd/460V/3Ph/cCSAus/(188-0051) | G188 3F/50'Cd/460V/3Ph/cCSAus/UL/(188-0051) | https://www.zoellerpumps.com/en-us/products/sump-effluent-pumps/commercial/180-190-series | EA | 2530 |  | 53514211899 | 4 Weeks | 94 | LB | 21.25 | 11.75 | 14.75 | 1 Year | YES
388-0023 | E188 3F/25'Cd/230V/1Ph/CSA/(188-0020) | E188 3F/25'Cd/230V/1Ph/CSA/(188-0020) | https://www.zoellerpumps.com/en-us/products/sump-effluent-pumps/commercial/180-190-series | EA | 2300 |  | 53514265182 | 6 Weeks | 95 | LB | 21.25 | 11.75 | 14.75 | 1 Year | YES
388-0024 | JX188 3F/200-208V/3Ph/Ex Pr/(188-0029) | JX188 3F/200-208V/3Ph/Ex Pr/FM/CSA/(188-0029) | https://www.zoellerpumps.com/en-us/products/sump-effluent-pumps/commercial/180-190-series | EA | 4440 |  | 53514314965 | 4 Weeks | 128 | LB | 32 | 12 | 15 | 1 Year | NO
388-0025 | H188 3F/35'Cd/200-208V/1Ph/cCSAus/(188-0034) | H188 3F/35'Cd/200-208V/1Ph/cCSAus/(188-0034) | https://www.zoellerpumps.com/en-us/products/sump-effluent-pumps/commercial/180-190-series | EA | 2360 |  | 53514332501 | 4 Weeks | 90 | LB | 21.25 | 11.75 | 14.75 | 1 Year | YES
388-0027 | GX188 3F/460V/3Ph/Ex Pr/(188-0031) | GX188 3F/460V/3Ph/Ex Pr/ FM/CSA/(188-0031) | https://www.zoellerpumps.com/en-us/products/sump-effluent-pumps/commercial/180-190-series | EA | 4530 |  | 53514352936 | 6 Weeks | 129 | LB | 32 | 12 | 15 | 1 Year | NO
388-0028 | F188 3F/25'Cd/230V/3Ph/cCSAus/(188-0062) | F188 3F/25'Cd/230V/3Ph/cCSAus/UL/(188-0062) | https://www.zoellerpumps.com/en-us/products/sump-effluent-pumps/commercial/180-190-series | EA | 2520 |  | 53514401658 | 4 Weeks | 93 | LB | 21.25 | 11.75 | 14.75 | 1 Year | YES
388-0029 | I188 3F/50'Cd/200-208V/1Ph/cCSAus/(188-0033) |  |  | EA | 2270 |  | 53514493929 | 6 Weeks | 93 | LB | 21.25 | 11.75 | 14.75 | 1 Year | YES
389-0003 | D189 3F/230V/1Ph/CSA/(189-0003) | D189 3F/230V/1Ph/CSA/(189-0003) | https://www.zoellerpumps.com/en-us/products/sump-effluent-pumps/commercial/180-190-series | EA | 2280 |  | 53514022877 | 4 Weeks | 94 | LB | 21.25 | 11.75 | 14.75 | 1 Year | YES
389-0004 | E189 3F/230V/1Ph/CSA/(189-0004) | E189 3F/230V/1Ph/CSA/(189-0004) | https://www.zoellerpumps.com/en-us/products/sump-effluent-pumps/commercial/180-190-series | EA | 2140 |  | 53514022884 | 4 Weeks | 93 | LB | 21.25 | 11.75 | 14.75 | 1 Year | YES
389-0006 | F189 3F/230V/3Ph/cCSAus/(189-0008) | F189 3F/230V/3Ph/cCSAus/UL/(189-0008) | https://www.zoellerpumps.com/en-us/products/sump-effluent-pumps/commercial/180-190-series | EA | 2400 |  | 53514022907 | 4 Weeks | 93 | LB | 21.25 | 11.75 | 14.75 | 1 Year | YES
389-0007 | G189 3F/460V/3Ph/cCSAus/(189-0009) | G189 3F/460V/3Ph/cCSAus/UL/(189-0009) | https://www.zoellerpumps.com/en-us/products/sump-effluent-pumps/commercial/180-190-series | EA | 2280 |  | 53514022914 | 4 Weeks | 93 | LB | 21.25 | 11.75 | 14.75 | 1 Year | YES
389-0008 | J189 3F/200-208V/3Ph/cCSAus/(189-0010) | J189 3F/200-208V/3Ph/cCSAus/UL/(189-0010) | https://www.zoellerpumps.com/en-us/products/sump-effluent-pumps/commercial/180-190-series | EA | 2290 |  | 53514022921 | 4 Weeks | 93 | LB | 21.25 | 11.75 | 14.75 | 1 Year | YES
389-0009 | H189 3F/200-208V/1Ph/cCSAus/(189-0011) | H189 3F/200-208V/1Ph/cCSAus/(189-0011) | https://www.zoellerpumps.com/en-us/products/sump-effluent-pumps/commercial/180-190-series | EA | 2310 |  | 53514022938 | 4 Weeks | 94 | LB | 21.25 | 11.75 | 14.75 | 1 Year | YES
389-0010 | I189 3F/200-208V/1Ph/cCSAus/(189-0012) | I189 3F/200-208V/1Ph/cCSAus/(189-0012) | https://www.zoellerpumps.com/en-us/products/sump-effluent-pumps/commercial/180-190-series | EA | 2170 |  | 53514022945 | 4 Weeks | 93 | LB | 21.25 | 11.75 | 14.75 | 1 Year | YES
389-0011 | E189 3F/35'Cd/230V/1Ph/CSA/(189-0015) | E189 3F/35'Cd/230V/1Ph/CSA/(189-0015) | https://www.zoellerpumps.com/en-us/products/sump-effluent-pumps/commercial/180-190-series | EA | 2240 |  | 53514022952 | 4 Weeks | 98 | LB | 21.25 | 11.75 | 14.75 | 1 Year | YES
389-0012 | E189 3F/50'Cd/230V/1Ph/CSA/(189-0006) | E189 3F/50'Cd/230V/1Ph/CSA/(189-0006) | https://www.zoellerpumps.com/en-us/products/sump-effluent-pumps/commercial/180-190-series | EA | 2290 |  | 53514027483 | 4 Weeks | 102 | LB | 21.25 | 11.75 | 14.75 | 1 Year | YES
389-0013 | BA189 3F/575V/3Ph/cCSAus (189-0017) | BA189 3F/575V/3Ph/cCSAus (189-0017) | https://www.zoellerpumps.com/en-us/products/sump-effluent-pumps/commercial/180-190-series | EA | 2340 |  | 53514030728 | 6 Weeks | 93 | LB | 21.25 | 11.75 | 14.75 | 1 Year | YES
389-0014 | E189 3F/230V/1Ph/CSA/(189-0018) | E189 3F/230V/1Ph/CSA/(189-0018) | https://www.zoellerpumps.com/en-us/products/sump-effluent-pumps/commercial/180-190-series | EA | 2140 |  | 53514033446 | 4 Weeks | 93 | LB | 21.25 | 11.75 | 14.75 | 1 Year | YES
389-0015 | D189 3F/50'Cd/230V/1Ph/CSA/(189-0007) | D189 3F/50'Cd/230V/1Ph/CSA/(189-0007) | https://www.zoellerpumps.com/en-us/products/sump-effluent-pumps/commercial/180-190-series | EA | 2430 |  | 53514083069 | 4 Weeks | 103 | LB | 21.25 | 11.75 | 14.75 | 1 Year | YES
389-0016 | J189 3F/35'Cd/200-208V/3Ph/cCSAus/(189-0025) | J189 3F/35'Cd/200-208V/3Ph/cCSAus/UL/(189-0025) | https://www.zoellerpumps.com/en-us/products/sump-effluent-pumps/commercial/180-190-series | EA | 2370 |  | 53514086244 | 4 Weeks | 98 | LB | 21.25 | 11.75 | 14.75 | 1 Year | YES
389-0017 | G189 3F/50'Cd/460V/3Ph/cCSAus/(189-0024) | G189 3F/50'Cd/460V/3Ph/cCSAus/UL/(189-0024) | https://www.zoellerpumps.com/en-us/products/sump-effluent-pumps/commercial/180-190-series | EA | 2400 |  | 53514121877 | 4 Weeks | 101 | LB | 21.25 | 11.75 | 14.75 | 1 Year | YES
389-0018 | G189 3F/25'Cd/460V/3Ph/cCSAus/(189-0051) | G189 3F/25'Cd/460V/3Ph/cCSAus/UL/(189-0051) | https://www.zoellerpumps.com/en-us/products/sump-effluent-pumps/commercial/180-190-series | EA | 2390 |  | 53514299668 | 4 Weeks | 98 | LB | 21.25 | 11.75 | 14.75 | 1 Year | YES
389-0019 | GX189 3F/460V/3Ph/Ex Pr/(189-0034) | GX189 3F/460V/3Ph/Ex Pr/FM/CSA/(189-0034) | https://www.zoellerpumps.com/en-us/products/sump-effluent-pumps/commercial/180-190-series | EA | 4400 |  | 53514319670 | 6 Weeks | 129 | LB | 32 | 12 | 15 | 1 Year | NO
389-0020 | G189 3F/35'Cd/460V/3Ph/cCSAus/(189-0044) | G189 3F/35'Cd/460V/3Ph/cCSAus/UL/(189-0044) | https://www.zoellerpumps.com/en-us/products/sump-effluent-pumps/commercial/180-190-series | EA | 2370 |  | 53514360832 | 4 Weeks | 100 | LB | 21.25 | 11.75 | 14.75 | 1 Year | YES
389-0021 | GX189 3F/35'Cd/460V/3Ph/Ex Pr/(189-0058) | GX189 3F/35'Cd/460V/3Ph/Ex Pr/FM/CSA/(189-0058) | https://www.zoellerpumps.com/en-us/products/sump-effluent-pumps/commercial/180-190-series | EA | 4560 |  | 53514367848 | 6 Weeks | 129 | LB | 32 | 12 | 15 | 1 Year | NO
389-0022 | DX189 3F/230V/1Ph/Ex Pr/(189-0059) | DX189 3F/230V/1Ph/Ex Pr/FM/CSA/(189-0059) | https://www.zoellerpumps.com/en-us/products/sump-effluent-pumps/commercial/180-190-series | EA | 5210 |  | 53514367862 | 6 Weeks | 129 | LB | 32 | 12 | 15 | 1 Year | NO
389-0023 | J189 3F/50'Cd/200-208V/3Ph/cCSAus/(189-0056) | J189 3F/50'Cd/200-208V/3Ph/cCSAus/UL/(189-0056) | https://www.zoellerpumps.com/en-us/products/sump-effluent-pumps/commercial/180-190-series | EA | 2440 |  | 53514369903 | 4 Weeks | 98 | LB | 21.25 | 11.75 | 14.75 | 1 Year | YES
389-0024 | BA189 3F/35'Cd/575V/3Ph/cCSAus (189-0060) | BA189 3F/35'Cd/575V/3Ph/cCSAus (189-0060) | https://www.zoellerpumps.com/en-us/products/sump-effluent-pumps/commercial/180-190-series | EA | 2420 |  | 53514375355 | 6 Weeks | 93 | LB | 21.25 | 11.75 | 14.75 | 1 Year | YES
389-0025 | J189 3F/25'Cd/200-208V/3Ph/cCSAus/(189-0062) | J189 3F/25'Cd/200-208V/3Ph/cCSAus/UL/(189-0062) | https://www.zoellerpumps.com/en-us/products/sump-effluent-pumps/commercial/180-190-series | EA | 2360 |  | 53514411077 | 4 Weeks | 98 | LB | 21.25 | 11.75 | 14.75 | 1 Year | YES
389-0026 | IX189 3F/200-208V/1Ph/Ex Pr/(189-0030) | IX189 3F/200-208V/1Ph/Ex Pr/(189-0030) | https://www.zoellerpumps.com/en-us/products/sump-effluent-pumps/commercial/180-190-series | EA | 4270 |  | 53514450694 | 6 Weeks | 126 | LB | 32 | 12 | 15 | 1 Year | NO
389-0027 | WD189 3F/230V/1Ph/(189-0027) | WD189 3F/230V/1Ph/(189-0027) | https://www.zoellerpumps.com/en-us/products/sump-effluent-pumps/commercial/180-190-series | EA | 2400 |  | 53514454982 | 4 Weeks | 95 | LB | 21.25 | 11.75 | 14.75 | 1 Year | NO
39-0001 | Disconnect System 1.5" | Disconnect System 1.5" | https://www.zoellerpumps.com/en-us/products/accessories/rail-systems | EA | 320 |  | 53514022969 | 3 Weeks | 2 | LB | 5 | 3.5 | 4 | 1 Year | NO
39-0002 | Disconnect System 2" | Disconnect System 2" | https://www.zoellerpumps.com/en-us/products/accessories/rail-systems | EA | 290 |  | 53514022976 | 6 Weeks | 2.5 | LB | 5 | 3.5 | 4 | 1 Year | NO
39-0003 | Disconnect System,Rail &- 1.5" | Disconnect System,Rail &- 1.5" | https://www.zoellerpumps.com/en-us/products/accessories/rail-systems | EA | 1010 |  | 53514022983 | 4 Weeks | 10.2 | LB | 18.5 | 3.5 | 8.5 | 1 Year | NO
39-0004 | Disconnect System,Rail &- 2" | Disconnect System,Rail &- 2" | https://www.zoellerpumps.com/en-us/products/accessories/rail-systems | EA | 1330 |  | 53514022990 | 5 Weeks | 10.7 | LB | 18.5 | 3.5 | 8.5 | 1 Year | NO
39-0006 | Rod,Pull-Disconnect 2.5' | Rod,Pull-Disconnect 2.5' | https://www.zoellerpumps.com/en-us/products/accessories/rail-systems | EA | 160 |  | 53514023010 | 3 Weeks | 1 | LB | 10 | 5 | 8 | 1 Year | NO
39-0007 | Rod,Pull-Disconnect 3.5' | Rod,Pull-Disconnect 3.5' | https://www.zoellerpumps.com/en-us/products/accessories/rail-systems | EA | 190 |  | 53514023027 | 3 Weeks | 1.4 | LB | 10 | 5 | 8 | 1 Year | NO
39-0008 | Rod,Pull-Disconnect 4.5' | Rod,Pull-Disconnect 4.5' | https://www.zoellerpumps.com/en-us/products/accessories/rail-systems | EA | 230 |  | 53514023034 | 3 Weeks | 1.8 | LB | 18.5 | 3.5 | 8.5 | 1 Year | NO
39-0009 | Rod,Pull-Disconnect 5.5' | Rod,Pull-Disconnect 5.5' | https://www.zoellerpumps.com/en-us/products/accessories/rail-systems | EA | 270 |  | 53514023041 | 3 Weeks | 2.2 | LB | 1 | 5 | 66 | 1 Year | NO
39-0010 | Rod,Pull-Disconnect 8' | Rod,Pull-Disconnect 8' | https://www.zoellerpumps.com/en-us/products/accessories/rail-systems | EA | 300 |  | 53514025144 | 3 Weeks | 4 | LB | 10 | 5 | 8 | 1 Year | NO
39-0014 | Guide Rail Asm-Intmed SS 4" | Guide Rail Asm-Intmed SS 4" | https://www.zoellerpumps.com/en-us/products/accessories/rail-systems | EA | 810 |  | 53514034443 | 3 Weeks | 8 | LB | 21 | 9.5 | 12.75 | 1 Year | NO
39-0018 | Rod,Pull-Disconnect 7' | Rod,Pull-Disconnect 7' | https://www.zoellerpumps.com/en-us/products/accessories/rail-systems | EA | 290 |  | 53514042431 | 3 Weeks | 3.75 | LB | 10 | 5 | 8 | 1 Year | NO
39-0022 | Rail Intermediate Guide 1.5" | Rail Intermediate Guide 1.5" | https://www.zoellerpumps.com/en-us/products/accessories/rail-systems | EA | 290 |  | 53514039417 | 5 Weeks | 8 | LB | 18.5 | 3.5 | 8.5 | 1 Year | NO
39-0031 | Cable,Lifting Asm/SS/8'Lg/"840"/.125"Dia | Cable,Lifting Asm/SS/8'Lg/"840"/.125"Dia | https://www.zoellerpumps.com/en-us/products/accessories/rail-systems | EA | 128 |  | 53514045982 | 3 Weeks | 1 | LB | 8.25 | 6.25 | 6.75 | 1 Year | NO
39-0032 | Cable,Lifting Asm/SS/12'Lg/"840"/.125"Dia | Cable,Lifting Asm/SS/12'Lg/"840"/.125"Dia | https://www.zoellerpumps.com/en-us/products/accessories/rail-systems | EA | 140 |  | 53514045999 | 3 Weeks | 1.5 | LB | 8.25 | 6.25 | 6.75 | 1 Year | NO
39-0033 | Cable,Lifting Asm/SS/16'Lg/"840"/.125"Dia | Cable,Lifting Asm/SS/16'Lg/"840"/.125"Dia | https://www.zoellerpumps.com/en-us/products/accessories/rail-systems | EA | 150 |  | 53514046002 | 3 Weeks | 1.5 | LB | 8.25 | 6.25 | 6.75 | 1 Year | NO
39-0034 | Cable,Lifting Asm/SS/20'Lg/"840"/.125"Dia | Cable,Lifting Asm/SS/20'Lg/"840"/.125"Dia | https://www.zoellerpumps.com/en-us/products/accessories/rail-systems | EA | 170 |  | 53514046019 | 3 Weeks | 2 | LB | 8.25 | 6.25 | 6.75 | 1 Year | NO
39-0035 | Cable,Lifting Asm/SS/24'Lg/"840"/.125"Dia | Cable,Lifting Asm/SS/24'Lg/"840"/.125"Dia | https://www.zoellerpumps.com/en-us/products/accessories/rail-systems | EA | 180 |  | 53514046026 | 3 Weeks | 2 | LB | 8.25 | 6.25 | 6.75 | 1 Year | NO
39-0041 | Bolt,Eye Lifting Asm | Bolt,Eye Lifting Asm | https://www.zoellerpumps.com/en-us/products/accessories/rail-systems | EA | 150 |  | 53514048440 | 3 Weeks | 0.5 | LB | 10 | 5 | 8 | 1 Year | NO
39-0043 | Rod,Pull-Disconn.4'X.50"Dia. S.S. | Rod,Pull-Disconn.4'X.50"Dia. S.S. | https://www.zoellerpumps.com/en-us/products/accessories/rail-systems | EA | 200 |  | 53514053734 | 3 Weeks | 3 | LB | 10 | 5 | 8 | 1 Year | NO
39-0053 | Disconnect System 1.25"/Campbell | Disconnect System 1.25"/Campbell | https://www.zoellerpumps.com/en-us/products/accessories/rail-systems | EA | 260 |  | 53514068271 | 5 Weeks | 2 | LB | 5 | 3.5 | 4 | 1 Year | NO
39-0069 | Rod,Pull-Disconnect 1.0' | Rod,Pull-Disconnect 1.0'(Square Guide Rail) | https://www.zoellerpumps.com/en-us/products/accessories/rail-systems | EA | 109 |  | 53514069636 | 3 Weeks | 1 | LB | 10 | 10 | 10 | 1 Year | NO
39-0071 | Rod,Pull-Disconn. 5.5'X .50" Dia. S.S. | Rod,Pull-Disconn. 5.5'X .50" Dia. S.S. | https://www.zoellerpumps.com/en-us/products/accessories/rail-systems | EA | 240 |  | 53514080112 | 3 Weeks | 3 | LB | 66 | 0.5 | 2 | 1 Year | NO
39-0072 | Rod,Pull-Disconn 2'X.50"Dia S.S. | Rod,Pull-Disconn 2'X.50"Dia S.S. | https://www.zoellerpumps.com/en-us/products/accessories/rail-systems | EA | 150 |  | 53514085322 | 3 Weeks | 2 | LB | 25 | 0.5 | 2 | 1 Year | NO
39-0094 | Disconnect System,Rail 2.5-3"/SS Bracket | Disconnect System,Rail 2.5-3"/SS Bracket | https://www.zoellerpumps.com/en-us/products/accessories/rail-systems | EA | 2220 |  | 53514131692 | 3 Weeks | 114 | LB | 21 | 9.5 | 12.75 | 1 Year | NO
39-0095 | Disconnect System,Rail 2.5-3"/Brass/SS Bracket | Disconnect System,Rail 2.5-3"/Brass/SS Bracket | https://www.zoellerpumps.com/en-us/products/accessories/rail-systems | EA | 3310 |  | 53514131708 | 3 Weeks | 118 | LB | 21 | 9.5 | 12.75 | 1 Year | NO
39-0096 | Bracket,Intermediate Gid/S.S./2.5-3"Rail | Bracket,Intermediate Gid/S.S./2.5-3"Rail | https://www.zoellerpumps.com/en-us/products/accessories/rail-systems | EA | 690 |  | 53514131951 | 3 Weeks | 8 | LB | 21 | 9.5 | 12.75 | 1 Year | NO
39-0098 | Disconnect System 1.25"/Campbell W-Standoffs/SS | Disconnect System 1.25"/Campbell W-Standoffs/SS | https://www.zoellerpumps.com/en-us/products/accessories/rail-systems | EA | 680 |  | 53514145750 | 3 Weeks | 10 | LB | 18.5 | 9.25 | 10.5 | 1 Year | NO
39-0099 | Disconnect System 1.5"/Campbell W-Standoffs/SS | Disconnect System 1.5"/Campbell W-Standoffs/SS | https://www.zoellerpumps.com/en-us/products/accessories/rail-systems | EA | 1100 |  | 53514145767 | 3 Weeks | 11 | LB | 18.5 | 9.25 | 10.5 | 1 Year | NO
39-0100 | Disconnect System 2"/Campbell W-Standoffs/SS | Disconnect System 2"/Campbell W-Standoffs/SS | https://www.zoellerpumps.com/en-us/products/accessories/rail-systems | EA | 1310 |  | 53514145774 | 3 Weeks | 12 | LB | 18.5 | 9.25 | 10.5 | 1 Year | NO
39-0122 | Rail, Sys 3"V/Z-RAIL | Rail, Sys 3"V/Z-RAIL | https://www.zoellerpumps.com/en-us/products/accessories/rail-systems | EA | 1340 |  | 53514367237 | 3 Weeks | 47 | LB | 19 | 10 | 11 | 1 Year | NO
39-0123 | Rail, Sys 3"V/SS/Z-RAIL | Rail, Sys 3"V/SS/Z-RAIL | https://www.zoellerpumps.com/en-us/products/accessories/rail-systems | EA | 1690 |  | 53514367084 | 3 Weeks | 47 | LB | 19 | 10 | 11 | 1 Year | NO
39-0124 | Rail,Sys 3"V/Non-Sparking/Z-Rail | Rail,Sys 3"V/Non-Sparking/Z-Rail | https://www.zoellerpumps.com/en-us/products/accessories/rail-systems | EA | 2160 |  | 53514367244 | 3 Weeks | 47 | LB | 19 | 10 | 11 | 1 Year | NO
39-0125 | Rail,Sys 3"V/Non-Sparking/Z-Rail/S.S. | Rail,Sys 3"V/Non-Sparking/Z-Rail/S.S. | https://www.zoellerpumps.com/en-us/products/accessories/rail-systems | EA | 2360 |  | 53514367268 | 3 Weeks | 47 | LB | 19 | 10 | 11 | 1 Year | NO
39-0128 | Rail, Sys 2"V/Z-RAIL | Rail, Sys 2"V/Z-RAIL | https://www.zoellerpumps.com/en-us/products/accessories/rail-systems | EA | 894 |  | 53514342319 | 3 Weeks | 43 | LB | 19 | 9.25 | 10.5 | 1 Year | NO
39-0129 | Rail, Sys 2"V/SS/Z-RAIL | Rail, Sys 2"V/SS/Z-RAIL | https://www.zoellerpumps.com/en-us/products/accessories/rail-systems | EA | 1270 |  | 53514346379 | IN STOCK | 42 | LB | 19 | 9.25 | 10.5 | 1 Year | NO
39-0130 | Rail,Sys 2"V/Non-Sparking/Z-Rail | Rail,Sys 2"V/Non-Sparking/Z-Rail | https://www.zoellerpumps.com/en-us/products/accessories/rail-systems | EA | 1850 |  | 53514354596 | 3 Weeks | 45 | LB | 19 | 9.25 | 10.5 | 1 Year | NO
39-0131 | Rail, Sys 1.5"V/Z-RAIL | Rail, Sys 1.5"V/Z-RAIL | https://www.zoellerpumps.com/en-us/products/accessories/rail-systems | EA | 1010 |  | 53514346386 | 3 Weeks | 43 | LB | 19 | 9.25 | 10.5 | 1 Year | NO
39-0132 | Rail, Sys 1.5"V/SS/Z-RAIL | Rail, Sys 1.5"V/SS/Z-RAIL | https://www.zoellerpumps.com/en-us/products/accessories/rail-systems | EA | 1190 |  | 53514346393 | 3 Weeks | 43 | LB | 19 | 9.25 | 10.5 | 1 Year | NO
39-0133 | Rail,Sys 1.5"V/Non-Sparking/Z-Rail | Rail,Sys 1.5"V/Non-Sparking/Z-Rail | https://www.zoellerpumps.com/en-us/products/accessories/rail-systems | EA | 1720 |  | 53514355302 | 3 Weeks | 44 | LB | 19 | 9.25 | 10.5 | 1 Year | NO
39-0134 | Rail, Sys 1.25"V/Z-RAIL | Rail, Sys 1.25"V/Z-RAIL | https://www.zoellerpumps.com/en-us/products/accessories/rail-systems | EA | 794 |  | 53514346409 | 3 Weeks | 42 | LB | 19 | 9.25 | 10.5 | 1 Year | NO
39-0135 | Rail, Sys 1.25"V/SS/Z-RAIL | Rail, Sys 1.25"V/SS/Z-RAIL | https://www.zoellerpumps.com/en-us/products/accessories/rail-systems | EA | 1102 |  | 53514346416 | 3 Weeks | 42 | LB | 19 | 9.25 | 10.5 | 1 Year | NO
39-0136 | Rail,Sys 1.25"V/Non-Sparking/Z-Rail | Rail,Sys 1.25"V/Non-Sparking/Z-Rail | https://www.zoellerpumps.com/en-us/products/accessories/rail-systems | EA | 1660 |  | 53514355319 | 3 Weeks | 44 | LB | 19 | 9.25 | 10.5 | 1 Year | NO
39-0137 | Rail,Sys 1.25"H/Z-Rail | Rail,Sys 1.25"H/Z-Rail | https://www.zoellerpumps.com/en-us/products/accessories/rail-systems | EA | 886 |  | 53514351267 | 3 Weeks | 44 | LB | 19 | 9.25 | 10.5 | 1 Year | NO
39-0138 | Rail,Sys 1.25"H/SS/Z-Rail | Rail,Sys 1.25"H/SS/Z-Rail | https://www.zoellerpumps.com/en-us/products/accessories/rail-systems | EA | 1370 |  | 53514351786 | 3 Weeks | 43 | LB | 19 | 9.25 | 10.5 | 1 Year | NO
39-0139 | Bracket, Intermediate Gd/2" SS/Z-RAIL | Bracket, Intermediate Gd/2" SS/Z-RAIL | https://www.zoellerpumps.com/en-us/products/accessories/rail-systems | EA | 870 |  | 53514346423 | 3 Weeks | 4 | LB | 0 | 0 | 0 | 1 Year | NO
39-0140 | Bracket, Intermediate Gd/3" SS/Z-RAIL | Bracket, Intermediate Gd/3" SS/Z-RAIL | https://www.zoellerpumps.com/en-us/products/accessories/rail-systems | EA | 910 |  | 53514367275 | 3 Weeks | 4 | LB | 0 | 0 | 0 | 1 Year | NO
39-0141 | Rail,Sys 2"V/Non-Sparking/SS/Z-Rail | Rail,Sys 2"V/Non-Sparking/SS/Z-Rail | https://www.zoellerpumps.com/en-us/products/accessories/rail-systems | EA | 2020 |  | 53514344320 | 3 Weeks | 44 | LB | 19 | 9.25 | 10.5 | 1 Year | NO
39-0142 | Rail,Sys 1.5"V/Non-Sparking/SS/Z-Rail | Rail,Sys 1.5"V/Non-Sparking/SS/Z-Rail | https://www.zoellerpumps.com/en-us/products/accessories/rail-systems | EA | 1890 |  | 53514344337 | 3 Weeks | 43 | LB | 19 | 9.25 | 10.5 | 1 Year | NO
39-0143 | Rail,Sys 1.25"V/Non-Sparking/SS/Z-Rail | Rail,Sys 1.25"V/Non-Sparking/SS/Z-Rail | https://www.zoellerpumps.com/en-us/products/accessories/rail-systems | EA | 1860 |  | 53514355326 | 3 Weeks | 43 | LB | 19 | 9.25 | 10.5 | 1 Year | NO
39-0144 | Disconnect,EZ Pull 1.50"/Webtrol | Disconnect,EZ Pull 1.50"/Webtrol | https://www.zoellerpumps.com/en-us/products/accessories/rail-systems | EA | 116 |  | 53514345693 | 4 Weeks | 1 | LB | 0 | 0 | 0 | 1 Year | NO
39-0145 | Disconnect,EZ Pull 2.00"/Webtrol | Disconnect,EZ Pull 2.00"/Webtrol | https://www.zoellerpumps.com/en-us/products/accessories/rail-systems | EA | 125 |  | 53514345709 | 4 Weeks | 1.25 | LB | 0 | 0 | 0 | 1 Year | NO
39-0146 | Rail, Sys 2"V/71 Series/Z-RAIL | Rail, Sys 2"V/71 Series/Z-RAIL | https://www.zoellerpumps.com/en-us/products/accessories/rail-systems | EA | 1190 |  | 53514355333 | 3 Weeks | 43 | LB | 19 | 9.25 | 10.5 | 1 Year | NO
39-0147 | Rail,Sys 2"V/71 Series/Non-Sparking/Z-Rail | Rail,Sys 2"V/71 Series/Non-Sparking/Z-Rail | https://www.zoellerpumps.com/en-us/products/accessories/rail-systems | EA | 1990 |  | 53514355340 | 3 Weeks | 45 | LB | 19 | 9.25 | 10.5 | 1 Year | NO
39-0148 | Rail, Sys 2"V/71 Series/SS/Z-RAIL | Rail, Sys 2"V/71 Series/SS/Z-RAIL | https://www.zoellerpumps.com/en-us/products/accessories/rail-systems | EA | 1580 |  | 53514355357 | 3 Weeks | 43 | LB | 19 | 9.25 | 10.5 | 1 Year | NO
39-0149 | Rail,Sys 2"V/71 Series/Non-Sparking/SS/Z-Rail | Rail,Sys 2"V/71 Series/Non-Sparking/SS/Z-Rail | https://www.zoellerpumps.com/en-us/products/accessories/rail-systems | EA | 2160 |  | 53514355364 | 3 Weeks | 44 | LB | 19 | 9.25 | 10.5 | 1 Year | NO
39-0154 | Rail, Sys 4" H/Z-RAIL | Rail, Sys 4" H/Z-RAIL | https://www.zoellerpumps.com/en-us/products/accessories/rail-systems | EA | 2910 |  | 53514413798 | IN STOCK | 144 | LB | 21.75 | 15 | 18 | 1 Year | NO
39-0155 | Rail, Sys 4" H/Non Spark/Z-RAIL | Rail, Sys 4" H/Non Spark/Z-RAIL | https://www.zoellerpumps.com/en-us/products/accessories/rail-systems | EA | 3575 |  | 53514413811 | 3 Weeks | 149 | LB | 21.75 | 15 | 18 | 1 Year | NO
39-0162 | Rope, Lifting/12' Lg/ 3/8"-Braided Polypropylene/Red | Rope, Lifting/12' Lg/ 3/8"-Braided Polypropylene/Red |  | EA | 190 |  | 53514442521 | 3 Weeks | 1 | LB | 1 | 0 | 0 | 1 Year | NO
39-0166 | Disconnect,EZ Pull 1.25"/Webtrol | Disconnect,EZ Pull 1.25"/Webtrol | https://www.zoellerpumps.com/en-us/products/accessories/rail-systems | EA | 120 |  | 53514463519 | 4 Weeks | 1 | LB | 3.5 | 6.5 | 6.5 | 1 Year | NO
39-0175 | Bracket,Lifting-Rigid/61HD/71Series/62HD/X6424-X6426 | Bracket,Lifting-Rigid/61HD/71Series/62HD/X6424-X6426 |  | EA | 410 |  | 53514466886 | 3 Weeks | 4 | LB | 4 | 0 | 0 | 1 Year | NO
39-0176 | Bracket,Lifting-Rigid/X6427-X6428 | Bracket,Lifting-Rigid/X6427-X6428 |  | EA | 890 |  | 53514466893 | 4 Weeks | 4.25 | LB | 4.25 | 0 | 0 | 1 Year | NO
391-0003 | DX191 3F/50'Cd/230V/1Ph/Ex Pr | DX191 3F/50'Cd/230V/1Ph/Ex Pr/FM/CSA | https://www.zoellerpumps.com/en-us/products/sump-effluent-pumps/commercial/180-190-series | EA | 5510 |  | 53514267377 | 6 Weeks | 130 | LB | 32 | 12 | 15 | 1 Year | NO
392-0001 | M292 3F/115V/1Ph/cCSAus/(292-0001) | M292 3F/115V/1Ph/cCSAus/UL | https://www.zoellerpumps.com/en-us/products/sewage-pumps/commercial/290-series | EA | 2000 |  | 53514023058 | 4 Weeks | 89 | LB | 21.25 | 11.75 | 14.75 | 1 Year | YES
392-0002 | N292 3F/115V/1Ph/CSA/(292-0002) | N292 3F/115V/1Ph/CSA | https://www.zoellerpumps.com/en-us/products/sewage-pumps/commercial/290-series | EA | 1810 |  | 53514023065 | 4 Weeks | 88 | LB | 21.25 | 11.75 | 14.75 | 1 Year | YES
392-0005 | M292 3F/25'Cd/115V/1Ph/cCSAus/(292-0006) | M292 3F/25'Cd/115V/1Ph/cCSAus/UL | https://www.zoellerpumps.com/en-us/products/sewage-pumps/commercial/290-series | EA | 2070 |  | 53514023072 | 4 Weeks | 91 | LB | 21.25 | 11.75 | 14.75 | 1 Year | YES
392-0006 | BN292 3F/115V/1Ph/Pb20'/cCSAus Pump/(292-0014) | BN292 3F/115V/1Ph/Pb20'/cCSAus Pump | https://www.zoellerpumps.com/en-us/products/sewage-pumps/commercial/290-series | EA | 2000 |  | 53514041328 | 4 Weeks | 90 | LB | 21.25 | 11.75 | 14.75 | 1 Year | YES
392-0007 | N292 3F/35'Cd/115V/1Ph/CSA | N292 3F/35'Cd/115V/1Ph/CSA | https://www.zoellerpumps.com/en-us/products/sewage-pumps/commercial/290-series | EA | 1790 |  | 53514054915 | 4 Weeks | 94 | LB | 21.25 | 11.75 | 14.75 | 1 Year | YES
392-0008 | N292 3F/50'Cd/115V/1Ph/CSA/(292-0007) | N292 3F/50'Cd/115V/1Ph/CSA | https://www.zoellerpumps.com/en-us/products/sewage-pumps/commercial/290-series | EA | 2130 |  | 53514067496 | 4 Weeks | 97 | LB | 21.25 | 11.75 | 14.75 | 1 Year | YES
392-0010 | M292 3F/50'Cd/115V/1Ph/cCSAus | M292 3F/50'Cd/115V/1Ph/cCSAus/UL | https://www.zoellerpumps.com/en-us/products/sewage-pumps/commercial/290-series | EA | 2270 |  | 53514150709 | 4 Weeks | 97 | LB | 21.25 | 11.75 | 14.75 | 1 Year | YES
392-0011 | M292 3F/35'Cd/115V/1Ph/.5Hp/cCSAus | M292 3F/35'Cd/115V/1Ph/.5Hp/cCSAus/UL | https://www.zoellerpumps.com/en-us/products/sewage-pumps/commercial/290-series | EA | 2050 |  | 53514151430 | 4 Weeks | 94 | LB | 21.25 | 11.75 | 14.75 | 1 Year | YES
392-0012 | N292 3F/25'Cd/115V/1Ph/CSA | N292 3F/25'Cd/115V/1Ph/CSA | https://www.zoellerpumps.com/en-us/products/sewage-pumps/commercial/290-series | EA | 1820 |  | 53514165581 | 4 Weeks | 93 | LB | 21.25 | 11.75 | 14.75 | 1 Year | YES
392-0013 | NX292 3F/115V/1Ph/Ex Pr | NX292 3F/115V/1Ph/Ex Pr/FM/CSA | https://www.zoellerpumps.com/en-us/products/sewage-pumps/commercial/290-series | EA | 3720 |  | 53514205393 | 6 Weeks | 120 | LB | 32 | 12 | 15 | 1 Year | NO
392-0016 | J292 3F/200-208V/3Ph/cCSAus/(292-0043) | J292 3F/200-208V/3Ph/cCSAus | https://www.zoellerpumps.com/en-us/products/sewage-pumps/commercial/290-series | EA | 1770 |  | 53514345716 | 4 Weeks | 88 | LB | 21.25 | 11.75 | 14.75 | 1 Year | YES
392-0017 | NX292 3F/35'Cd/115V/1Ph/Ex Pr | NX292 3F/35'Cd/115V/1Ph/Ex Pr/FM/CSA | https://www.zoellerpumps.com/en-us/products/sewage-pumps/commercial/290-series | EA | 3820 |  | 53514352875 | 6 Weeks | 120 | LB | 32 | 12 | 15 | 1 Year | NO
392-0018 | G292 3F/460V/3Ph/cCSAus/(292-0045) | G292 3F/460V/3Ph/cCSAus | https://www.zoellerpumps.com/en-us/products/sewage-pumps/commercial/290-series | EA | 1790 |  | 53514356972 | 4 Weeks | 88 | LB | 21.25 | 11.75 | 14.75 | 1 Year | YES
392-0019 | F292 3F/35'Cd/230V/3Ph/cCSAus | F292 3F/35'Cd/230V/3Ph/cCSAus | https://www.zoellerpumps.com/en-us/products/sewage-pumps/commercial/290-series | EA | 1810 |  | 53514361976 | 4 Weeks | 88 | LB | 21.25 | 11.75 | 14.75 | 1 Year | YES
392-0020 | E292 3F/35'Cd/230V/1Ph/cCSAus | E292 3F/35'Cd/230V/1Ph/cCSAus | https://www.zoellerpumps.com/en-us/products/sewage-pumps/commercial/290-series | EA | 1760 |  | 53514362027 | 4 Weeks | 88 | LB | 21.25 | 11.75 | 14.75 | 1 Year | YES
392-0021 | I292 3F/200V/1Ph/cCSAus | I292 3F/200V/1Ph/cCSAus | https://www.zoellerpumps.com/en-us/products/sewage-pumps/commercial/290-series | EA | 1720 |  | 53514362461 | 4 Weeks | 88 | LB | 21.25 | 11.75 | 14.75 | 1 Year | YES
392-0022 | BAX292 3F/50'Cd//575V/3Ph/Ex Pr | BAX292 3F/50'Cd//575V/3Ph/Ex Pr | https://www.zoellerpumps.com/en-us/products/sewage-pumps/commercial/290-series | EA | 4110 |  | 53514362713 | 6 Weeks | 121 | LB | 32 | 12 | 15 | 1 Year | NO
392-0023 | I292 3F/50'Cd/200V/1Ph/cCSAus | I292 3F/50'Cd/200V/1Ph/cCSAus | https://www.zoellerpumps.com/en-us/products/sewage-pumps/commercial/290-series | EA | 1800 |  | 53514363161 | 4 Weeks | 88 | LB | 21.25 | 11.75 | 14.75 | 1 Year | YES
392-0024 | F292 3F/230V/3Ph/cCSAus | F292 3F/230V/3Ph/cCSAus | https://www.zoellerpumps.com/en-us/products/sewage-pumps/commercial/290-series | EA | 1740 |  | 53514364144 | 4 Weeks | 88 | LB | 21.5 | 11.75 | 14.75 | 1 Year | YES
392-0025 | IX292 3F/50'Cd/200-208V/1Ph/Ex Pr | IX292 3F/50'Cd/200-208V/1Ph/Ex Pr/FM/CSA | https://www.zoellerpumps.com/en-us/products/sewage-pumps/commercial/290-series | EA | 3970 |  | 53514364229 | 6 Weeks | 123 | LB | 32 | 12 | 15 | 1 Year | NO
392-0026 | H292 3F/200V/1Ph/cCSAus | H292 3F/200V/1Ph/cCSAus | https://www.zoellerpumps.com/en-us/products/sewage-pumps/commercial/290-series | EA | 1860 |  | 53514365004 | 4 Weeks | 88 | LB | 21.25 | 11.75 | 14.75 | 1 Year | YES
392-0027 | J292 3F/50'Cd/200-208V/3Ph/cCSAus | J292 3F/50'Cd/200-208V/3Ph/cCSAus | https://www.zoellerpumps.com/en-us/products/sewage-pumps/commercial/290-series | EA | 1850 |  | 53514366780 | 4 Weeks | 88 | LB | 21.25 | 11.75 | 14.75 | 1 Year | YES
392-0028 | E292 3F/230V/1Ph/cCSAus/(292-0004) | E292 3F/230V/1Ph/cCSAus | https://www.zoellerpumps.com/en-us/products/sewage-pumps/commercial/290-series | EA | 1720 |  | 53514375799 | 4 Weeks | 88 | LB | 21.25 | 11.75 | 14.75 | 1 Year | YES
392-0029 | NX292 3F/50'Cd/115V/1Ph/Ex Pr | NX292 3F/50'Cd/115V/1Ph/Ex Pr/FM/CSA | https://www.zoellerpumps.com/en-us/products/sewage-pumps/commercial/290-series | EA | 4000 |  | 53514376789 | 6 Weeks | 120 | LB | 32 | 12 | 15 | 1 Year | NO
392-0030 | JX292 3F/50'Cd/200-208V/3Ph/Ex Pr | JX292 3F/50'Cd/200-208V/3Ph/Ex Pr/FM/CSA | https://www.zoellerpumps.com/en-us/products/sewage-pumps/commercial/290-series | EA | 3980 |  | 53514386009 | 6 Weeks | 123 | LB | 32 | 12 | 15 | 1 Year | NO
392-0031 | E292 3F/50'Cd/230V/1Ph/cCSAus | E292 3F/50'Cd/230V/1Ph/cCSAus | https://www.zoellerpumps.com/en-us/products/sewage-pumps/commercial/290-series | EA | 1810 |  | 53514388690 | 4 Weeks | 88 | LB | 21.25 | 11.75 | 14.75 | 1 Year | YES
392-0032 | G292 3F/50'Cd/460V/3Ph/cCSAus | G292 3F/50'Cd/460V/3Ph/cCSAus | https://www.zoellerpumps.com/en-us/products/sewage-pumps/commercial/290-series | EA | 1860 |  | 53514414597 | 4 Weeks | 88 | LB | 21.25 | 11.75 | 14.75 | 1 Year | YES
392-0035 | I292 3F/35'Cd/200V/1Ph/cCSAus | I292 3F/35'Cd/200V/1Ph/cCSAus | https://www.zoellerpumps.com/en-us/products/sewage-pumps/commercial/290-series | EA | 1750 |  | 53514438395 | 4 Weeks | 88 | LB | 21.25 | 11.75 | 14.75 | 1 Year | YES
392-0036 | GX292 2F/460V/3Ph/Ex Pr | GX292 2F/460V/3Ph/Ex Pr | https://www.zoellerpumps.com/en-us/products/sewage-pumps/commercial/290-series | EA | 3890 |  | 53514438678 | 6 Weeks | 0 | LB | 21.25 | 11.75 | 14.75 | 1 Year | NO
392-0037 | JX292 3F/200-208V/3Ph/Ex Pr | JX292 3F/200-208V/3Ph/Ex Pr | https://www.zoellerpumps.com/en-us/products/sewage-pumps/commercial/290-series | EA | 3690 |  | 53514462932 | 6 Weeks | 123 | LB | 32 | 12 | 15 | 1 Year | NO
393-0003 | D293 3F/230V/1Ph/cCSAus/(293-0003) | D293 3F/230V/1Ph/cCSAus/UL | https://www.zoellerpumps.com/en-us/products/sewage-pumps/commercial/290-series | EA | 2000 |  | 53514023089 | 4 Weeks | 90 | LB | 21.25 | 11.75 | 14.75 | 1 Year | YES
393-0004 | E293 3F/230V/1Ph/cCSAus/(293-0004) | E293 3F/230V/1Ph/cCSAus/UL | https://www.zoellerpumps.com/en-us/products/sewage-pumps/commercial/290-series | EA | 1860 |  | 53514023096 | 4 Weeks | 89 | LB | 21.25 | 11.75 | 14.75 | 1 Year | YES
393-0006 | H293 3F/200-208V/1Ph/cCSAus | H293 3F/200-208V/1Ph/cCSAus | https://www.zoellerpumps.com/en-us/products/sewage-pumps/commercial/290-series | EA | 1890 |  | 53514023102 | 4 Weeks | 90 | LB | 21.25 | 11.75 | 14.75 | 1 Year | YES
393-0009 | F293 3F/230V/3Ph/cCSAus/(293-0011) | F293 3F/230V/3Ph/cCSAus/UL | https://www.zoellerpumps.com/en-us/products/sewage-pumps/commercial/290-series | EA | 1940 |  | 53514023119 | 4 Weeks | 90 | LB | 21.25 | 11.75 | 14.75 | 1 Year | YES
393-0010 | G293 3F/460V/3Ph/cCSAus/(293-0014) | G293 3F/460V/3Ph/cCSAus/UL | https://www.zoellerpumps.com/en-us/products/sewage-pumps/commercial/290-series | EA | 1940 |  | 53514023126 | 4 Weeks | 89 | LB | 21.25 | 11.75 | 14.75 | 1 Year | YES
393-0011 | D293 3F/50'Cd/230V/1Ph/cCSAus | D293 3F/50'Cd/230V/1Ph/cCSAus/UL | https://www.zoellerpumps.com/en-us/products/sewage-pumps/commercial/290-series | EA | 2090 |  | 53514023133 | 4 Weeks | 99 | LB | 21.25 | 11.75 | 14.75 | 1 Year | YES
393-0012 | J293 3F/200-208V/3Ph/cCSAus/(293-0006) | J293 3F/200-208V/3Ph/cCSAus/UL | https://www.zoellerpumps.com/en-us/products/sewage-pumps/commercial/290-series | EA | 1900 |  | 53514023140 | 4 Weeks | 89 | LB | 21.25 | 11.75 | 14.75 | 1 Year | YES
393-0013 | F293 3F/25'Cd/230V/3Ph/cCSAus | F293 3F/25'Cd/230V/3Ph/cCSAus/UL | https://www.zoellerpumps.com/en-us/products/sewage-pumps/commercial/290-series | EA | 1990 |  | 53514023157 | 4 Weeks | 91 | LB | 21.25 | 11.75 | 14.75 | 1 Year | YES
393-0014 | J293 3F/35'Cd/200-208V/3Ph/cCSAus | J293 3F/35'Cd/200-208V/3Ph/cCSAus/UL | https://www.zoellerpumps.com/en-us/products/sewage-pumps/commercial/290-series | EA | 1920 |  | 53514023164 | 4 Weeks | 94 | LB | 21.25 | 11.75 | 14.75 | 1 Year | YES
393-0015 | I293 3F/200-208V/1Ph/cCSAus/(293-0009) | I293 3F/200-208V/1Ph/cCSAus | https://www.zoellerpumps.com/en-us/products/sewage-pumps/commercial/290-series | EA | 1800 |  | 53514023171 | 4 Weeks | 89 | LB | 21.25 | 11.75 | 14.75 | 1 Year | YES
393-0016 | G293 3F/35'Cd/460V/3Ph/cCSAus | G293 3F/35'Cd/460V/3Ph/cCSAus/UL | https://www.zoellerpumps.com/en-us/products/sewage-pumps/commercial/290-series | EA | 1950 |  | 53514023188 | 4 Weeks | 94 | LB | 21.25 | 11.75 | 14.75 | 1 Year | YES
393-0017 | G293 3F/25'Cd/460V/3Ph/cCSAus | G293 3F/25'Cd/460V/3Ph/cCSAus/UL | https://www.zoellerpumps.com/en-us/products/sewage-pumps/commercial/290-series | EA | 1990 |  | 53514023195 | 4 Weeks | 91 | LB | 21.25 | 11.75 | 14.75 | 1 Year | YES
393-0018 | BA293 3F/575V/3Ph/cCSAus | BA293 3F/575V/3Ph/cCSAus | https://www.zoellerpumps.com/en-us/products/sewage-pumps/commercial/290-series | EA | 2030 |  | 53514029739 | 6 Weeks | 89 | LB | 21.25 | 11.75 | 14.75 | 1 Year | YES
393-0019 | E293 3F/50'Cd/230V/1Ph/cCSAus | E293 3F/50'Cd/230V/1Ph/cCSAus/UL | https://www.zoellerpumps.com/en-us/products/sewage-pumps/commercial/290-series | EA | 1950 |  | 53514036645 | 4 Weeks | 98 | LB | 21.25 | 11.75 | 14.75 | 1 Year | YES
393-0020 | J293 3F/25'Cd/200-208V/3Ph/cCSAus | J293 3F/25'Cd/200-208V/3Ph/cCSAus/UL | https://www.zoellerpumps.com/en-us/products/sewage-pumps/commercial/290-series | EA | 1960 |  | 53514037086 | 4 Weeks | 91 | LB | 21.25 | 11.75 | 14.75 | 1 Year | YES
393-0021 | BE293 3F/230V/1Ph/Pb20'/cCSAus | BE293 3F/230V/1Ph/Pb20'/cCSAus/UL | https://www.zoellerpumps.com/en-us/products/sewage-pumps/commercial/290-series | EA | 1900 |  | 53514041335 | 4 Weeks | 91 | LB | 21.25 | 11.75 | 14.75 | 1 Year | YES
393-0022 | E293 3F/230V/1Ph/cCSAus | E293 3F/230V/1Ph/cCSAus | https://www.zoellerpumps.com/en-us/products/sewage-pumps/commercial/290-series | EA | 1810 |  | 53514067397 | 4 Weeks | 89 | LB | 21.25 | 11.75 | 14.75 | 1 Year | YES
393-0023 | D293 3F/35'Cd/230V/1Ph/cCSAus | D293 3F/35'Cd/230V/1Ph/cCSAus/UL | https://www.zoellerpumps.com/en-us/products/sewage-pumps/commercial/290-series | EA | 2040 |  | 53514084455 | 4 Weeks | 96 | LB | 21.25 | 11.75 | 14.75 | 1 Year | YES
393-0024 | F293 3F/50'Cd/230V/3Ph/cCSAus | F293 3F/50'Cd/230V/3Ph/cCSAus/UL | https://www.zoellerpumps.com/en-us/products/sewage-pumps/commercial/290-series | EA | 2010 |  | 53514101459 | 4 Weeks | 97 | LB | 21.25 | 11.75 | 14.75 | 1 Year | YES
393-0025 | JX293 3F/200-208V/3Ph/Ex Pr | JX293 3F/200-208V/3Ph/Ex Pr/FM/CSA | https://www.zoellerpumps.com/en-us/products/sewage-pumps/commercial/290-series | EA | 3980 |  | 53514126292 | 4 Weeks | 122 | LB | 32 | 12 | 15 | 1 Year | NO
393-0026 | EX293 3F/230V/1Ph/Ex Pr | EX293 3F/230V/1Ph/Ex Pr/FM/CSA | https://www.zoellerpumps.com/en-us/products/sewage-pumps/commercial/290-series | EA | 3750 |  | 53514147532 | 4 Weeks | 121 | LB | 32 | 12 | 15 | 1 Year | NO
393-0027 | E293 3F/25'Cd/230V/1Ph/cCSAus | E293 3F/25'Cd/230V/1Ph/cCSAus/UL | https://www.zoellerpumps.com/en-us/products/sewage-pumps/commercial/290-series | EA | 1790 |  | 53514159344 | 4 Weeks | 91 | LB | 21.25 | 11.75 | 14.75 | 1 Year | YES
393-0028 | GX293 3F/50'Cd/460V/3Ph/Ex Pr | GX293 3F/50'Cd/460V/3Ph/Ex Pr/FM/CSA | https://www.zoellerpumps.com/en-us/products/sewage-pumps/commercial/290-series | EA | 4280 |  | 53514179960 | 6 Weeks | 125 | LB | 32 | 12 | 15 | 1 Year | NO
393-0029 | IX293 3F/50'Cd/200-208V/1Ph/Ex Pr | IX293 3F/50'Cd/200-208V/1Ph/Ex Pr/FM/CSA | https://www.zoellerpumps.com/en-us/products/sewage-pumps/commercial/290-series | EA | 3960 |  | 53514195489 | 6 Weeks | 128 | LB | 32 | 12 | 15 | 1 Year | NO
393-0030 | IX293 3F/25'Cd/200-208V/1Ph/Ex Pr | IX293 3F/25'Cd/200-208V/1Ph/Ex Pr/FM/CSA | https://www.zoellerpumps.com/en-us/products/sewage-pumps/commercial/290-series | EA | 3740 |  | 53514198046 | 6 Weeks | 125 | LB | 32 | 12 | 15 | 1 Year | NO
393-0031 | I293 3F/50'Cd/200-208V/1Ph/cCSAus | I293 3F/50'Cd/200-208V/1Ph/cCSAus | https://www.zoellerpumps.com/en-us/products/sewage-pumps/commercial/290-series | EA | 1850 |  | 53514204556 | 4 Weeks | 95 | lb | 21.25 | 11.75 | 14.75 | 1 Year | YES
393-0032 | IX293 3F/200-208V/1Ph/Ex Pr | IX293 3F/200-208V/1Ph/Ex Pr/FM/CSA | https://www.zoellerpumps.com/en-us/products/sewage-pumps/commercial/290-series | EA | 3690 |  | 53514224547 | 6 Weeks | 121 | LB | 32 | 12 | 15 | 1 Year | NO
393-0036 | I293 3F/35'Cd/200-208V/1Ph/cCSAus | I293 3F/35'Cd/200-208V/1Ph/cCSAus | https://www.zoellerpumps.com/en-us/products/sewage-pumps/commercial/290-series | EA | 1810 |  | 53514261047 | 4 Weeks | 93 | LB | 21.25 | 11.75 | 14.75 | 1 Year | YES
393-0037 | GX293 3F/460V/3Ph/Ex Pr | GX293 3F/460V/3Ph/Ex Pr/FM/CSA | https://www.zoellerpumps.com/en-us/products/sewage-pumps/commercial/290-series | EA | 3990 |  | 53514277529 | 6 Weeks | 121 | LB | 32 | 12 | 15 | 1 Year | NO
393-0038 | GX293 3F/25'Cd/460V/3Ph/Ex Pr | GX293 3F/25'Cd/460V/3Ph/Ex Pr/FM/CSA | https://www.zoellerpumps.com/en-us/products/sewage-pumps/commercial/290-series | EA | 4020 |  | 53514308636 | 6 Weeks | 125 | LB | 32 | 12 | 15 | 1 Year | NO
393-0039 | J293 3F/50'Cd/200-208V/3Ph/cCSAus | J293 3F/50'Cd/200-208V/3Ph/cCSAus/UL | https://www.zoellerpumps.com/en-us/products/sewage-pumps/commercial/290-series | EA | 1970 |  | 53514339012 | 4 Weeks | 94 | LB | 21.25 | 11.75 | 14.75 | 1 Year | YES
393-0040 | E293 3F/35'Cd/230V/1Ph/cCSAus | E293 3F/35'Cd/230V/1Ph/cCSAus/UL | https://www.zoellerpumps.com/en-us/products/sewage-pumps/commercial/290-series | EA | 1900 |  | 53514340049 | 4 Weeks | 94 | LB | 21.25 | 11.75 | 14.75 | 1 Year | YES
393-0041 | JX293 3F/35'Cd/200-208V/3Ph/Ex Pr | JX293 3F/35'Cd/200-208V/3Ph/Ex Pr/FM/CSA | https://www.zoellerpumps.com/en-us/products/sewage-pumps/commercial/290-series | EA | 4130 |  | 53514345198 | 6 Weeks | 123 | LB | 32 | 12 | 15 | 1 Year | NO
393-0042 | EX293 3F/50'Cd/230V/1Ph/Ex Pr | EX293 3F/50'Cd/230V/1Ph/Ex Pr/FM/CSA | https://www.zoellerpumps.com/en-us/products/sewage-pumps/commercial/290-series | EA | 4030 |  | 53514347215 | 6 Weeks | 121 | LB | 32 | 12 | 15 | 1 Year | NO
393-0043 | JX293 3F/50'Cd/200-208V/3Ph/Ex Pr | JX293 3F/50'Cd/200-208V/3Ph/Ex Pr/FM/CSA | https://www.zoellerpumps.com/en-us/products/sewage-pumps/commercial/290-series | EA | 4280 |  | 53514347260 | 6 Weeks | 124 | LB | 32 | 12 | 15 | 1 Year | NO
393-0046 | F293 3F/35'Cd/230V/3Ph/cCSAus | F293 3F/35'Cd/230V/3Ph/cCSAus/UL | https://www.zoellerpumps.com/en-us/products/sewage-pumps/commercial/290-series | EA | 1960 |  | 53514360191 | 4 Weeks | 91 | LB | 21.25 | 11.75 | 14.75 | 1 Year | YES
394-0003 | D294 3F/230V/1Ph/cCSAus/(294-0003) | D294 3F/230V/1Ph/cCSAus/UL | https://www.zoellerpumps.com/en-us/products/sewage-pumps/commercial/290-series | EA | 2300 |  | 53514023201 | 4 Weeks | 90 | LB | 21.25 | 11.75 | 14.75 | 1 Year | YES
394-0004 | E294 3F/230V/1Ph/CSA/(294-0004) | E294 3F/230V/1Ph/CSA | https://www.zoellerpumps.com/en-us/products/sewage-pumps/commercial/290-series | EA | 2140 |  | 53514023218 | 4 Weeks | 89 | LB | 21.25 | 11.75 | 14.75 | 1 Year | YES
394-0005 | G294 3F/460V/3Ph/cCSAus/(294-0005) | G294 3F/460V/3Ph/cCSAus/UL | https://www.zoellerpumps.com/en-us/products/sewage-pumps/commercial/290-series | EA | 2310 |  | 53514023225 | 4 Weeks | 89 | LB | 21.25 | 11.75 | 14.75 | 1 Year | YES
394-0006 | F294 3F/230V/3Ph/cCSAus/(294-0006) | F294 3F/230V/3Ph/cCSAus/UL | https://www.zoellerpumps.com/en-us/products/sewage-pumps/commercial/290-series | EA | 2310 |  | 53514023232 | 4 Weeks | 89 | LB | 21.25 | 11.75 | 14.75 | 1 Year | YES
394-0007 | J294 3F/200-208V/3Ph/cCSAus/(294-0007) | J294 3F/200-208V/3Ph/cCSAus/UL | https://www.zoellerpumps.com/en-us/products/sewage-pumps/commercial/290-series | EA | 2320 |  | 53514023249 | 4 Weeks | 89 | LB | 21.25 | 11.75 | 14.75 | 1 Year | YES
394-0008 | J294 3F/25'Cd/200-208V/3Ph/cCSAus | J294 3F/25'Cd/200-208V/3Ph/cCSAus/UL | https://www.zoellerpumps.com/en-us/products/sewage-pumps/commercial/290-series | EA | 2270 |  | 53514023256 | 4 Weeks | 91 | LB | 21.25 | 11.75 | 14.75 | 1 Year | YES
394-0009 | E294 3F/50'Cd/230V/1Ph/CSA/(294-0029) | E294 3F/50'Cd/230V/1Ph/CSA | https://www.zoellerpumps.com/en-us/products/sewage-pumps/commercial/290-series | EA | 2300 |  | 53514023263 | 4 Weeks | 98 | LB | 21.25 | 11.75 | 14.75 | 1 Year | YES
394-0010 | E294 3F/25'Cd/230V/1Ph/CSA | E294 3F/25'Cd/230V/1Ph/CSA | https://www.zoellerpumps.com/en-us/products/sewage-pumps/commercial/290-series | EA | 2150 |  | 53514023270 | 4 Weeks | 91 | LB | 21.25 | 11.75 | 14.75 | 1 Year | YES
394-0011 | I294 3F/200-208V/1Ph/cCSAus/(294-0010) | I294 3F/200-208V/1Ph/cCSAus | https://www.zoellerpumps.com/en-us/products/sewage-pumps/commercial/290-series | EA | 2110 |  | 53514023287 | 4 Weeks | 89 | LB | 21.25 | 11.75 | 14.75 | 1 Year | YES
394-0012 | G294 3F/25'Cd/460V/3Ph/cCSAus | G294 3F/25'Cd/460V/3Ph/cCSAus/UL | https://www.zoellerpumps.com/en-us/products/sewage-pumps/commercial/290-series | EA | 2360 |  | 53514025410 | 4 Weeks | 91 | LB | 21.25 | 11.75 | 14.75 | 1 Year | YES
394-0013 | I294 3F/35'Cd/200-208V/1Ph/cCSAus | I294 3F/35'Cd/200-208V/1Ph/cCSAus | https://www.zoellerpumps.com/en-us/products/sewage-pumps/commercial/290-series | EA | 2100 |  | 53514027681 | 4 Weeks | 94 | LB | 21.25 | 11.75 | 14.75 | 1 Year | YES
394-0014 | H294 3F/200-208V/1Ph/cCSAus/(294-0009) | H294 3F/200-208V/1Ph/cCSAus | https://www.zoellerpumps.com/en-us/products/sewage-pumps/commercial/290-series | EA | 2260 |  | 53514029159 | 4 Weeks | 90 | LB | 21.25 | 11.75 | 14.75 | 1 Year | YES
394-0015 | G294 3F/50'Cd/460V/3Ph/cCSAus | G294 3F/50'Cd/460V/3Ph/cCSAus/UL | https://www.zoellerpumps.com/en-us/products/sewage-pumps/commercial/290-series | EA | 2380 |  | 53514029951 | 4 Weeks | 98 | LB | 21.25 | 11.75 | 14.75 | 1 Year | YES
394-0016 | D294 3F/50'Cd/230V/1Ph/cCSAus | D294 3F/50'Cd/230V/1Ph/cCSAus/UL | https://www.zoellerpumps.com/en-us/products/sewage-pumps/commercial/290-series | EA | 2410 |  | 53514030339 | 4 Weeks | 99 | LB | 21.25 | 11.75 | 14.75 | 1 Year | YES
394-0017 | BA294 3F/575V/3Ph/cCSAus | BA294 3F/575V/3Ph/cCSAus | https://www.zoellerpumps.com/en-us/products/sewage-pumps/commercial/290-series | EA | 2310 |  | 53514030735 | 6 Weeks | 89 | LB | 21.25 | 11.75 | 14.75 | 1 Year | YES
394-0018 | E294 3F/35'Cd/230V/1Ph/CSA | E294 3F/35'Cd/230V/1Ph/CSA | https://www.zoellerpumps.com/en-us/products/sewage-pumps/commercial/290-series | EA | 2190 |  | 53514030964 | 4 Weeks | 94 | LB | 21.25 | 11.75 | 14.75 | 1 Year | YES
394-0019 | E294 3F/230V/1Ph/Wo Plug/CSA | E294 3F/230V/1Ph/Wo Plug/CSA | https://www.zoellerpumps.com/en-us/products/sewage-pumps/commercial/290-series | EA | 2090 |  | 53514033453 | 4 Weeks | 89 | LB | 21.25 | 11.75 | 14.75 | 1 Year | YES
394-0021 | J294 3F/50'Cd/200-208V/3Ph/cCSAus/(294-0013) | J294 3F/50'Cd/200-208V/3Ph/cCSAus/UL | https://www.zoellerpumps.com/en-us/products/sewage-pumps/commercial/290-series | EA | 2470 |  | 53514049942 | 4 Weeks | 98 | LB | 21.25 | 11.75 | 14.75 | 1 Year | YES
394-0022 | H294 3F/35'Cd/200-208V/1Ph/cCSAus | H294 3F/35'Cd/200-208V/1Ph/cCSAus | https://www.zoellerpumps.com/en-us/products/sewage-pumps/commercial/290-series | EA | 2380 |  | 53514065683 | 4 Weeks | 95 | LB | 21.25 | 11.75 | 14.75 | 1 Year | YES
394-0024 | I294 3F/25'Cd/200-208V/1Ph/cCSAus | I294 3F/25'Cd/200-208V/1Ph/cCSAus | https://www.zoellerpumps.com/en-us/products/sewage-pumps/commercial/290-series | EA | 2070 |  | 53514092849 | 4 Weeks | 92 | LB | 21.25 | 11.75 | 14.75 | 1 Year | YES
394-0026 | D294 3F/35'Cd/230V/1Ph/cCSAus | D294 3F/35'Cd/230V/1Ph/cCSAus/UL | https://www.zoellerpumps.com/en-us/products/sewage-pumps/commercial/290-series | EA | 2350 |  | 53514100216 | 4 Weeks | 99 | LB | 21.25 | 11.75 | 14.75 | 1 Year | YES
394-0027 | FX294 3F/230V/3Ph/Ex Pr | FX294 3F/230V/3Ph/Ex Pr/FM/CSA | https://www.zoellerpumps.com/en-us/products/sewage-pumps/commercial/290-series | EA | 4380 |  | 53514112332 | 6 Weeks | 120 | LB | 32 | 12 | 15 | 1 Year | NO
394-0028 | JX294 3F/200V/3Ph/Ex Pr | JX294 3F/200V/3Ph/Ex Pr/FM/CSA | https://www.zoellerpumps.com/en-us/products/sewage-pumps/commercial/290-series | EA | 4290 |  | 53514120429 | 6 Weeks | 121 | LB | 32 | 12 | 15 | 1 Year | NO
394-0029 | EX294 3F/230V/1Ph/Ex Pr | EX294 3F/230V/1Ph/Ex Pr/FM/CSA | https://www.zoellerpumps.com/en-us/products/sewage-pumps/commercial/290-series | EA | 4100 |  | 53514122881 | 6 Weeks | 122 | LB | 32 | 12 | 15 | 1 Year | NO
394-0030 | F294 3F/25'Cd/230V/3Ph/cCSAus | F294 3F/25'Cd/230V/3Ph/cCSAus/UL | https://www.zoellerpumps.com/en-us/products/sewage-pumps/commercial/290-series | EA | 2360 |  | 53514136451 | 4 Weeks | 92 | LB | 21.25 | 11.75 | 14.75 | 1 Year | YES
394-0031 | IX294 3F/200-208V/1Ph/Ex Pr | IX294 3F/200-208V/1Ph/Ex Pr/FM/CSA | https://www.zoellerpumps.com/en-us/products/sewage-pumps/commercial/290-series | EA | 4230 |  | 53514171780 | 6 Weeks | 122 | LB | 32 | 12 | 15 | 1 Year | NO
394-0032 | J294 3F/35'Cd/200-208V/3Ph/cCSAus | J294 3F/35'Cd/200-208V/3Ph/cCSAus/UL | https://www.zoellerpumps.com/en-us/products/sewage-pumps/commercial/290-series | EA | 2330 |  | 53514186340 | 4 Weeks | 92 | LB | 21.25 | 11.75 | 14.75 | 1 Year | YES
394-0033 | GX294 3F/50'Cd/460V/3Ph/Ex Pr | GX294 3F/50'Cd/460V/3Ph/Ex Pr/FM/CSA | https://www.zoellerpumps.com/en-us/products/sewage-pumps/commercial/290-series | EA | 4680 |  | 53514191795 | 6 Weeks | 130 | LB | 32 | 12 | 15 | 1 Year | NO
394-0034 | GX294 3F/460V/3Ph/Ex Pr | GX294 3F/460V/3Ph/Ex Pr/FM/CSA | https://www.zoellerpumps.com/en-us/products/sewage-pumps/commercial/290-series | EA | 4380 |  | 53514195717 | 6 Weeks | 119 | LB | 32 | 12 | 15 | 1 Year | NO
394-0035 | EX294 3F/25'Cd/230V/1Ph/Ex Pr | EX294 3F/25'Cd/230V/1Ph/Ex Pr/FM/CSA | https://www.zoellerpumps.com/en-us/products/sewage-pumps/commercial/290-series | EA | 4210 |  | 53514203221 | 6 Weeks | 123 | LB | 32 | 12 | 15 | 1 Year | NO
394-0036 | G294 3F/35'Cd/460V/3Ph/cCSAus | G294 3F/35'Cd/460V/3Ph/cCSAus/UL | https://www.zoellerpumps.com/en-us/products/sewage-pumps/commercial/290-series | EA | 2320 |  | 53514211257 | 4 Weeks | 92 | LB | 21.25 | 11.75 | 14.75 | 1 Year | YES
394-0037 | I294 3F/50'Cd/200-208V/1Ph/cCSAus | I294 3F/50'Cd/200-208V/1Ph/cCSAus | https://www.zoellerpumps.com/en-us/products/sewage-pumps/commercial/290-series | EA | 2120 |  | 53514211325 | 4 Weeks | 94 | LB | 21.25 | 11.75 | 14.75 | 1 Year | YES
394-0038 | JX294 3F/35'CD/200V/3Ph/Ex Pr | JX294 3F/35'CD/200V/3Ph/Ex Pr/FM//CSA | https://www.zoellerpumps.com/en-us/products/sewage-pumps/commercial/290-series | EA | 4480 |  | 53514242015 | 6 Weeks | 121 | LB | 32 | 12 | 15 | 1 Year | NO
394-0042 | F294 3F/50'Cd/230V/3Ph/cCSAus | F294 3F/50'Cd/230V/3Ph/cCSAus/UL | https://www.zoellerpumps.com/en-us/products/sewage-pumps/commercial/290-series | EA | 2380 |  | 53514304034 | 4 Weeks | 94 | LB | 21.25 | 11.75 | 14.75 | 1 Year | YES
394-0043 | EX294 3F/50'Cd/230V/1Ph/Ex Pr | EX294 3F/50'Cd/230V/1Ph/Ex Pr/FM/CSA | https://www.zoellerpumps.com/en-us/products/sewage-pumps/commercial/290-series | EA | 4290 |  | 53514331658 | 6 Weeks | 124 | LB | 32 | 12 | 15 | 1 Year | NO
394-0046 | BA294 3F/50'Cd/575V/3Ph/cCSAus | BA294 3F/50'Cd/575V/3Ph/cCSAus | https://www.zoellerpumps.com/en-us/products/sewage-pumps/commercial/290-series | EA | 2440 |  | 53514358327 | 6 Weeks | 89 | LB | 21.25 | 11.75 | 14.75 | 1 Year | YES
394-0048 | IX294 3F/50'Cd/200-208V/1Ph/Ex Pr | IX294 3F/50'Cd/200-208V/1Ph/Ex Pr/FM/CSA | https://www.zoellerpumps.com/en-us/products/sewage-pumps/commercial/290-series | EA | 4300 |  | 53514364106 | 6 Weeks | 122 | LB | 32 | 12 | 15 | 1 Year | NO
394-0049 | BAX294 3F/50'Cd/575V/3Ph/Ex Pr | BAX294 3F/50'Cd/575V/3Ph/Ex Pr | https://www.zoellerpumps.com/en-us/products/sewage-pumps/commercial/290-series | EA | 4760 |  | 53514370664 | 6 Weeks | 121 | LB | 32 | 12 | 15 | 1 Year | NO
394-0050 | JX294 3F/25'CD/200V/3Ph/Ex Pr | JX294 3F/25'CD/200V/3Ph/Ex Pr/FM//CSA | https://www.zoellerpumps.com/en-us/products/sewage-pumps/commercial/290-series | EA | 4370 |  | 53514371258 | 6 Weeks | 121 | LB | 32 | 12 | 15 | 1 Year | NO
394-0053 | JX294 3F/50'Cd/200-208V/3Ph/Ex Pr | JX294 3F/50'Cd/200-208V/3Ph/Ex Pr/FM/CSA | https://www.zoellerpumps.com/en-us/products/sewage-pumps/commercial/290-series | EA | 4630 |  | 53514388751 | 6 Weeks | 122 | LB | 32 | 12 | 15 | 1 Year | NO
394-0054 | FX294 3F/50'Cd/230V/3Ph/Ex Pr | FX294 3F/50'Cd/230V/3Ph/Ex Pr/FM/CSA | https://www.zoellerpumps.com/en-us/products/sewage-pumps/commercial/290-series | EA | 4680 |  | 53514394035 | 6 Weeks | 120 | LB | 32 | 12 | 15 | 1 Year | NO
394-0057 | E294 3F/230V/1Ph/CSA/Bronze Impeller | E294 3F/230V/1Ph/CSA/Bronze Impeller | https://www.zoellerpumps.com/en-us/products/sewage-pumps/commercial/290-series | EA | 2260 |  | 53514444839 | 4 Weeks | 89 | LB | 21.25 | 11.75 | 14.75 | 1 Year | YES
394-0058 | F294 3F/35'Cd/230V/3Ph/cCSAus/(294-0084) | F294 3F/35'Cd/230V/3Ph/cCSAus/UL/(294-0084) | https://www.zoellerpumps.com/en-us/products/sewage-pumps/commercial/290-series | EA | 2380 |  | 53514452292 | 4 Weeks | 91 | LB | 21.25 | 11.75 | 14.75 | 1 Year | YES
394-0059 | FX294 3F/25'Cd/230V/3Ph/Ex Pr | FX294 3F/25'Cd/230V/3Ph/Ex Pr | https://www.zoellerpumps.com/en-us/products/sewage-pumps/commercial/290-series | EA | 4420 |  | 53514463700 | 6 Weeks | 120 | LB | 32 | 12 | 15 | 1 Year | NO
394-0061 | H294 3F/50'Cd/200-208V/1Ph/cCSAus |  |  | EA | 2260 |  | 53514492670 | 5 Weeks | 92 | LB | 21.25 | 11.75 | 14.75 | 1 Year | YES
395-0003 | D295 3F/230V/1Ph/CSA/(295-0003) | D295 3F/230V/1Ph/CSA | https://www.zoellerpumps.com/en-us/products/sewage-pumps/commercial/290-series | EA | 2330 |  | 53514023294 | 4 Weeks | 92 | LB | 21.25 | 11.75 | 14.75 | 1 Year | YES
395-0004 | E295 3F/230V/1Ph/CSA/(295-0004) | E295 3F/230V/1Ph/CSA/UL | https://www.zoellerpumps.com/en-us/products/sewage-pumps/commercial/290-series | EA | 2190 |  | 53514023300 | 4 Weeks | 91 | LB | 21.25 | 11.75 | 14.75 | 1 Year | YES
395-0006 | F295 3F/230V/3Ph/cCSAus/(295-0008) | F295 3F/230V/3Ph/cCSAus/UL | https://www.zoellerpumps.com/en-us/products/sewage-pumps/commercial/290-series | EA | 2440 |  | 53514023324 | 4 Weeks | 91 | LB | 21.25 | 11.75 | 14.75 | 1 Year | YES
395-0007 | G295 3F/460V/3Ph/cCSAus/(295-0009) | G295 3F/460V/3Ph/cCSAus/UL | https://www.zoellerpumps.com/en-us/products/sewage-pumps/commercial/290-series | EA | 2320 |  | 53514023331 | 4 Weeks | 91 | LB | 21.25 | 11.75 | 14.75 | 1 Year | YES
395-0008 | J295 3F/200-208V/3Ph/cCSAus/(295-0010) | J295 3F/200-208V/3Ph/cCSAus/UL | https://www.zoellerpumps.com/en-us/products/sewage-pumps/commercial/290-series | EA | 2330 |  | 53514023348 | 4 Weeks | 91 | LB | 21.25 | 11.75 | 14.75 | 1 Year | YES
395-0009 | H295 3F/200-208V/1Ph/cCSAus | H295 3F/200-208V/1Ph/cCSAus | https://www.zoellerpumps.com/en-us/products/sewage-pumps/commercial/290-series | EA | 2260 |  | 53514023355 | 4 Weeks | 92 | LB | 21.25 | 11.75 | 14.75 | 1 Year | YES
395-0010 | I295 3F/200-208V/1Ph/cCSAus/(295-0012) | I295 3F/200-208V/1Ph/cCSAus | https://www.zoellerpumps.com/en-us/products/sewage-pumps/commercial/290-series | EA | 2170 |  | 53514023362 | 4 Weeks | 91 | LB | 21.25 | 11.75 | 14.75 | 1 Year | YES
395-0011 | G295 3F/50'Cd/460V/3Ph/cCSAus | G295 3F/50'Cd/460V/3Ph/cCSAus/UL | https://www.zoellerpumps.com/en-us/products/sewage-pumps/commercial/290-series | EA | 2390 |  | 53514023379 | 4 Weeks | 100 | LB | 21.25 | 11.75 | 14.75 | 1 Year | YES
395-0012 | E295 3F/50'Cd/230V/1Ph/CSA | E295 3F/50'Cd/230V/1Ph/CSA/UL | https://www.zoellerpumps.com/en-us/products/sewage-pumps/commercial/290-series | EA | 2290 |  | 53514023386 | 4 Weeks | 100 | LB | 21.25 | 11.75 | 14.75 | 1 Year | YES
395-0014 | BA295 3F/575V/3Ph/cCSAus | BA295 3F/575V/3Ph/cCSAus | https://www.zoellerpumps.com/en-us/products/sewage-pumps/commercial/290-series | EA | 2330 |  | 53514029746 | 6 Weeks | 91 | LB | 21.25 | 11.75 | 14.75 | 1 Year | YES
395-0015 | E295 3F/230V/1Ph/W-O Plug/CSA | E295 3F/230V/1Ph/W-O Plug/CSA | https://www.zoellerpumps.com/en-us/products/sewage-pumps/commercial/290-series | EA | 2140 |  | 53514033460 | 4 Weeks | 91 | LB | 21.25 | 11.75 | 14.75 | 1 Year | YES
395-0016 | G295 3F/25'Cd/460V/3Ph/cCSAus | G295 3F/25'Cd/460V/3Ph/cCSAus/UL | https://www.zoellerpumps.com/en-us/products/sewage-pumps/commercial/290-series | EA | 2370 |  | 53514041526 | 4 Weeks | 93 | LB | 21.25 | 11.75 | 14.75 | 1 Year | YES
395-0017 | J295 3F/50'Cd/200-208V/3Ph/cCSAus | J295 3F/50'Cd/200-208V/3Ph/cCSAus/UL | https://www.zoellerpumps.com/en-us/products/sewage-pumps/commercial/290-series | EA | 2430 |  | 53514042004 | 4 Weeks | 100 | LB | 21.25 | 11.75 | 14.75 | 1 Year | YES
395-0018 | J295 3F/35'Cd/200-208V/3Ph/cCSAus | J295 3F/35'Cd/200-208V/3Ph/cCSAus/UL | https://www.zoellerpumps.com/en-us/products/sewage-pumps/commercial/290-series | EA | 2340 |  | 53514049294 | 4 Weeks | 94 | LB | 21.25 | 11.75 | 14.75 | 1 Year | YES
395-0019 | G295 3F/35'Cd/460V/3Ph/cCSAus | G295 3F/35'Cd/460V/3Ph/cCSAus/UL | https://www.zoellerpumps.com/en-us/products/sewage-pumps/commercial/290-series | EA | 2340 |  | 53514049935 | 4 Weeks | 96 | LB | 21.25 | 11.75 | 14.75 | 1 Year | YES
395-0020 | J295 3F/25'Cd/200-208V/3Ph/cCSAus | J295 3F/25'Cd/200-208V/3Ph/cCSAus/UL | https://www.zoellerpumps.com/en-us/products/sewage-pumps/commercial/290-series | EA | 2290 |  | 53514060428 | 4 Weeks | 91 | LB | 21.25 | 11.75 | 14.75 | 1 Year | YES
395-0022 | H295 3F/25'Cd/200-208V/1Ph/cCSAus | H295 3F/25'Cd/200-208V/1Ph/cCSAus | https://www.zoellerpumps.com/en-us/products/sewage-pumps/commercial/290-series | EA | 2290 |  | 53514082161 | 4 Weeks | 94 | LB | 21.25 | 11.75 | 14.75 | 1 Year | YES
395-0023 | E295 3F/25'Cd/230V/1Ph/CSA | E295 3F/25'Cd/230V/1Ph/CSA/UL | https://www.zoellerpumps.com/en-us/products/sewage-pumps/commercial/290-series | EA | 2200 |  | 53514082659 | 4 Weeks | 94 | LB | 21.25 | 11.75 | 14.75 | 1 Year | YES
395-0024 | D295 3F/35'Cd/230V/1Ph/CSA | D295 3F/35'Cd/230V/1Ph/CSA | https://www.zoellerpumps.com/en-us/products/sewage-pumps/commercial/290-series | EA | 2360 |  | 53514083212 | 4 Weeks | 97 | LB | 21.25 | 11.75 | 14.75 | 1 Year | YES
395-0025 | D295 3F/50'Cd/230V/1Ph/CSA | D295 3F/50'Cd/230V/1Ph/CSA | https://www.zoellerpumps.com/en-us/products/sewage-pumps/commercial/290-series | EA | 2430 |  | 53514096625 | 4 Weeks | 102 | LB | 21.25 | 11.75 | 14.75 | 1 Year | YES
395-0027 | F295 3F/35'Cd/230V/3Ph/cCSAus | F295 3F/35'Cd/230V/3Ph/cCSAus/UL | https://www.zoellerpumps.com/en-us/products/sewage-pumps/commercial/290-series | EA | 2450 |  | 53514100964 | 4 Weeks | 103 | LB | 21.25 | 11.75 | 14.75 | 1 Year | YES
395-0028 | WD295 3F/230V/1Ph/(295-0040) | WD295 3F/230V/1Ph | https://www.zoellerpumps.com/en-us/products/sewage-pumps/commercial/290-series | EA | 2450 |  | 53514101152 | 4 Weeks | 91 | LB | 21.25 | 11.75 | 14.75 | 1 Year | NO
395-0029 | F295 3F/50'Cd/230V/3Ph/cCSAus | F295 3F/50'Cd/230V/3Ph/cCSAus/UL | https://www.zoellerpumps.com/en-us/products/sewage-pumps/commercial/290-series | EA | 2530 |  | 53514110130 | 4 Weeks | 106 | LB | 21.25 | 11.75 | 14.75 | 1 Year | YES
395-0030 | GX295 3F/460V/3Ph/Ex Pr | GX295 3F/460V/3Ph/Ex Pr/FM/CSA | https://www.zoellerpumps.com/en-us/products/sewage-pumps/commercial/290-series | EA | 4390 |  | 53514122898 | 6 Weeks | 122 | LB | 32 | 12 | 15 | 1 Year | NO
395-0031 | H295 3F/35'Cd/200-208V/1Ph/cCSAus | H295 3F/35'Cd/200-208V/1Ph/cCSAus | https://www.zoellerpumps.com/en-us/products/sewage-pumps/commercial/290-series | EA | 2350 |  | 53514124724 | 4 Weeks | 90 | LB | 21.25 | 11.75 | 14.75 | 1 Year | YES
395-0032 | D295 3F/25'Cd/230V/1Ph/CSA | D295 3F/25'Cd/230V/1Ph/CSA | https://www.zoellerpumps.com/en-us/products/sewage-pumps/commercial/290-series | EA | 2340 |  | 53514126797 | 4 Weeks | 94 | LB | 21.25 | 11.75 | 14.75 | 1 Year | YES
395-0033 | E295 3F/35'Cd/230V/1Ph/CSA/(295-0028) | E295 3F/35'Cd/230V/1Ph/CSA/UL | https://www.zoellerpumps.com/en-us/products/sewage-pumps/commercial/290-series | EA | 2290 |  | 53514141417 | 4 Weeks | 99 | LB | 21.25 | 11.75 | 14.75 | 1 Year | YES
395-0034 | GX295 3F/50'Cd/460V/3Ph/Ex Pr | GX295 3F/50'Cd/460V/3Ph/Ex Pr/FM/CSA | https://www.zoellerpumps.com/en-us/products/sewage-pumps/commercial/290-series | EA | 4690 |  | 53514144869 | 6 Weeks | 125 | LB | 32 | 12 | 15 | 1 Year | NO
395-0036 | F295 3F/25'Cd/230V/3Ph/cCSAus | F295 3F/25'Cd/230V/3Ph/cCSAus/UL | https://www.zoellerpumps.com/en-us/products/sewage-pumps/commercial/290-series | EA | 2390 |  | 53514161835 | 4 Weeks | 102 | LB | 21.25 | 11.75 | 14.75 | 1 Year | YES
395-0037 | H295 3F/50'Cd/200-208V/1Ph/cCSAus | H295 3F/50'Cd/200-208V/1Ph/cCSAus | https://www.zoellerpumps.com/en-us/products/sewage-pumps/commercial/290-series | EA | 2450 |  | 53514177621 | 4 Weeks | 89 | LB | 21.25 | 11.75 | 14.75 | 1 Year | YES
395-0038 | I295 3F/50'Cd/200-208V/1Ph/cCSAus | I295 3F/50'Cd/200-208V/1Ph/cCSAus | https://www.zoellerpumps.com/en-us/products/sewage-pumps/commercial/290-series | EA | 2310 |  | 53514178109 | 4 Weeks | 102 | LB | 21.25 | 11.75 | 14.75 | 1 Year | YES
395-0039 | WD295 3F/35'Cd/230V/1Ph | WD295 3F/35'Cd/230V/1Ph | https://www.zoellerpumps.com/en-us/products/sewage-pumps/commercial/290-series | EA | 2470 |  | 53514179014 | 4 Weeks | 90 | LB | 21.25 | 11.75 | 14.75 | 1 Year | NO
395-0040 | GX295 3F/35'Cd/460V/3Ph/Ex Pr | GX295 3F/35'Cd/460V/3Ph/Ex Pr/FM/CSA | https://www.zoellerpumps.com/en-us/products/sewage-pumps/commercial/290-series | EA | 4540 |  | 53514199302 | 6 Weeks | 122 | LB | 32 | 12 | 15 | 1 Year | NO
395-0041 | JX295 3F/35'Cd/200-208V/3Ph/Ex Pr | JX295 3F/35'Cd/200-208V/3Ph/Ex Pr/FM/CSA | https://www.zoellerpumps.com/en-us/products/sewage-pumps/commercial/290-series | EA | 4450 |  | 53514256043 | 6 Weeks | 121 | LB | 32 | 12 | 15 | 1 Year | NO
395-0043 | IX295 3F/200-208V/1Ph/Ex Pr | IX295 3F/200-208V/1Ph/Ex Pr/FM/CSA | https://www.zoellerpumps.com/en-us/products/sewage-pumps/commercial/290-series | EA | 4400 |  | 53514313913 | 6 Weeks | 121 | LB | 32 | 12 | 15 | 1 Year | NO
395-0045 | FX295 3F/35'Cd/230V/3Ph/Ex Pr | FX295 3F/35'Cd/230V/3Ph/Ex Pr/FM/CSA | https://www.zoellerpumps.com/en-us/products/sewage-pumps/commercial/290-series | EA | 4540 |  | 53514351113 | 6 Weeks | 121 | LB | 32 | 12 | 15 | 1 Year | NO
395-0046 | EX295 3F/35'Cord/230V/1Ph/Ex Pr | EX295 3F/35'Cord/230V/1Ph/Ex Pr/FM/CSA | https://www.zoellerpumps.com/en-us/products/sewage-pumps/commercial/290-series | EA | 4320 |  | 53514361501 | 6 Weeks | 121 | LB | 32 | 12 | 15 | 1 Year | NO
395-0047 | BA295 3F/50'Cd/575V/3Ph/cCSAus | BA295 3F/50'Cd/575V/3Ph/cCSAus | https://www.zoellerpumps.com/en-us/products/sewage-pumps/commercial/290-series | EA | 2450 |  | 53514363697 | 6 Weeks | 92 | LB | 21.25 | 11.75 | 14.75 | 1 Year | YES
395-0048 | BA295 3F/35'Cd/575V/3Ph/cCSAus | BA295 3F/35'Cd/575V/3Ph/cCSAus | https://www.zoellerpumps.com/en-us/products/sewage-pumps/commercial/290-series | EA | 2400 |  | 53514364564 | 6 Weeks | 92 | LB | 21.25 | 11.75 | 14.75 | 1 Year | YES
395-0051 | JX295 3F/50'Cd/200-208V/3Ph/Ex Pr | JX295 3F/50'Cd/200-208V/3Ph/Ex Pr/FM/CSA | https://www.zoellerpumps.com/en-us/products/sewage-pumps/commercial/290-series | EA | 4610 |  | 53514386429 | 6 Weeks | 122 | LB | 32 | 12 | 15 | 1 Year | NO
395-0054 | BAX295 3F/35'Cd/575V/3Ph/Ex Pr | BAX295 3F/35'Cd/575V/3Ph/Ex Pr | https://www.zoellerpumps.com/en-us/products/sewage-pumps/commercial/290-series | EA | 4620 |  | 53514429188 | 6 Weeks | 121 | LB | 32 | 12 | 15 | 1 Year | NO
395-0056 | EX295 3F/50'Cd/230V/1Ph/Ex Pr | EX295 3F/50'Cd/230V/1Ph/Ex Pr/FM/CSA | https://www.zoellerpumps.com/en-us/products/sewage-pumps/commercial/290-series | EA | 4360 |  | 53514434762 | 6 Weeks | 126 | LB | 32 | 12 | 15 | 1 Year | NO
395-0057 | G295 3F/460V/3Ph/cCSAus/Br Impeller | G295 3F/460V/3Ph/cCSAus/UL/Br Impeller | https://www.zoellerpumps.com/en-us/products/sewage-pumps/commercial/290-series | EA | 2470 |  | 53514436674 | 4 Weeks | 91 | LB | 21.25 | 11.75 | 14.75 | 1 Year | YES
395-0058 | WD295 3F/50'Cd/230V/1Ph | WD295 3F/50'Cd/230V/1Ph | https://www.zoellerpumps.com/en-us/products/sewage-pumps/commercial/290-series | EA | 2560 |  | 53514447502 | 4 Weeks | 90 | LB | 21.25 | 11.75 | 14.75 | 1 Year | NO
395-0059 | BAX295 3F/50'Cd/575V/3Ph/Ex Pr | BAX295 3F/50'Cd/575V/3Ph/Ex Pr | https://www.zoellerpumps.com/en-us/products/sewage-pumps/commercial/290-series | EA | 4770 |  | 53514450946 | 6 Weeks | 121 | LB | 32 | 12 | 15 | 1 Year | NO
395-0060 | BA295 3F/575V/3Ph/cCSAus/Br Impeller | BA295 3F/575V/3Ph/cCSAus/Br Impeller | https://www.zoellerpumps.com/en-us/products/sewage-pumps/commercial/290-series | EA | 2530 |  | 53514465186 | 6 Weeks | 91 | LB | 21.25 | 11.75 | 14.75 | 1 Year | YES
395-0062 | JX295 3F/200-208V/3Ph/Ex Pr | JX295 3F/200-208V/3Ph/Ex Pr | https://www.zoellerpumps.com/en-us/products/sewage-pumps/commercial/290-series | EA | 4330 |  | 53514466220 | 6 Weeks | 121 | LB | 32 | 12 | 15 | 1 Year | NO
395-0063 | I295 3F/35'Cd/200-208V/1Ph/cCSAus | I295 3F/35'Cd/200-208V/1Ph/cCSAus | https://www.zoellerpumps.com/en-us/products/sewage-pumps/commercial/290-series | EA | 2210 |  | 53514467524 | 4 Weeks | 102 | LB | 21.25 | 11.75 | 14.75 | 1 Year | YES
395-0065 | IX295 3F/35'Cd/200-208V/1Ph/Ex Pr | IX295 3F/35'Cd/200-208V/1Ph/Ex Pr | https://www.zoellerpumps.com/en-us/products/sewage-pumps/commercial/290-series | EA | 4530 |  | 53514481087 | 6 Weeks | 121 | LB | 32 | 12 | 15 | 1 Year | NO
404-0004 | E404 230V/1Ph/cCSAus | E404 230V/1Ph/cCSAus | https://www.zoellerpumps.com/en-us/products/sewage-pumps/commercial/400-series | EA | 2940 |  | 53514091439 | 7 Weeks | 136 | LB | 45 | 24.5 | 32.75 | 1 Year | NO
404-0005 | F404 230V/3Ph/cCSAus | F404 230V/3Ph/cCSAus | https://www.zoellerpumps.com/en-us/products/sewage-pumps/commercial/400-series | EA | 3070 |  | 53514091446 | 7 Weeks | 136 | LB | 45 | 24.5 | 32.75 | 1 Year | NO
404-0006 | G404 460V/3Ph/cCSAus | G404 460V/3Ph/cCSAus | https://www.zoellerpumps.com/en-us/products/sewage-pumps/commercial/400-series | EA | 3060 |  | 53514091453 | 7 Weeks | 136 | LB | 45 | 24.5 | 32.75 | 1 Year | NO
404-0007 | I404 200-208V/1Ph/cCSAus | I404 200-208V/1Ph/cCSAus | https://www.zoellerpumps.com/en-us/products/sewage-pumps/commercial/400-series | EA | 2990 |  | 53514091460 | 7 Weeks | 136 | LB | 45 | 24.5 | 32.75 | 1 Year | NO
404-0008 | J404 200-208V/3Ph/cCSAus | J404 200-208V/3Ph/cCSAus | https://www.zoellerpumps.com/en-us/products/sewage-pumps/commercial/400-series | EA | 3070 |  | 53514091477 | 7 Weeks | 136 | LB | 45 | 24.5 | 32.75 | 1 Year | NO
404-0010 | WD404 230V/1Ph/cCSAus | WD404 230V/1Ph/cCSAus | https://www.zoellerpumps.com/en-us/products/sewage-pumps/commercial/400-series | EA | 3080 |  | 53514091491 | 7 Weeks | 138 | LB | 45 | 24.5 | 32.75 | 1 Year | NO
404-0011 | E404 35'Cd/230V/1Ph/cCSAus | E404 35'Cd/230V/1Ph/cCSAus | https://www.zoellerpumps.com/en-us/products/sewage-pumps/commercial/400-series | EA | 3070 |  | 53514104870 | 7 Weeks | 139 | LB | 45 | 24.5 | 32.75 | 1 Year | NO
404-0012 | J404 35'Cd/200-208V/3Ph/cCSAus | J404 35'Cd/200-208V/3Ph/cCSAus | https://www.zoellerpumps.com/en-us/products/sewage-pumps/commercial/400-series | EA | 3190 |  | 53514105228 | 7 Weeks | 139 | LB | 45 | 24.5 | 32.75 | 1 Year | NO
404-0013 | IX404 200-208V/1Ph/Ex Pr | IX404 200-208V/1Ph/Ex Pr/FM/CSA | https://www.zoellerpumps.com/en-us/products/sewage-pumps/commercial/400-series | EA | 6060 |  | 53514109165 | 7 Weeks | 175 | LB | 45 | 24.5 | 32.75 | 1 Year | NO
404-0014 | EX404 230V/1Ph/Ex Pr | EX404 230V/1Ph/Ex Pr/FM/CSA | https://www.zoellerpumps.com/en-us/products/sewage-pumps/commercial/400-series | EA | 6020 |  | 53514109172 | 7 Weeks | 175 | LB | 45 | 24.5 | 32.75 | 1 Year | NO
404-0015 | JX404 200-208V/3Ph/Ex Pr | JX404 200-208V/3Ph/Ex Pr/FM/CSA | https://www.zoellerpumps.com/en-us/products/sewage-pumps/commercial/400-series | EA | 6160 |  | 53514109202 | 7 Weeks | 175 | LB | 45 | 24.5 | 32.75 | 1 Year | NO
404-0016 | FX404 230V/3Ph/Ex Pr | FX404 230V/3Ph/Ex Pr/FM/CSA | https://www.zoellerpumps.com/en-us/products/sewage-pumps/commercial/400-series | EA | 6150 |  | 53514109219 | 7 Weeks | 175 | LB | 45 | 24.5 | 32.75 | 1 Year | NO
404-0017 | GX404 460V/3Ph/Ex Pr | GX404 460V/3Ph/Ex Pr/FM/CSA | https://www.zoellerpumps.com/en-us/products/sewage-pumps/commercial/400-series | EA | 6150 |  | 53514109226 | 7 Weeks | 175 | LB | 45 | 24.5 | 32.75 | 1 Year | NO
404-0019 | J404 50'Cd/200-208V/3Ph/cCSAus | J404 50'Cd/200-208V/3Ph/cCSAus | https://www.zoellerpumps.com/en-us/products/sewage-pumps/commercial/400-series | EA | 3230 |  | 53514143787 | 7 Weeks | 142 | LB | 45 | 24.5 | 32.75 | 1 Year | NO
404-0020 | F404 25'Cd/230V/3Ph/cCSAus | F404 25'Cd/230V/3Ph/cCSAus | https://www.zoellerpumps.com/en-us/products/sewage-pumps/commercial/400-series | EA | 3170 |  | 53514156954 | 7 Weeks | 139 | LB | 45 | 24.5 | 32.75 | 1 Year | NO
404-0021 | G404 25'Cd/460V/3Ph/cCSAus | G404 25'Cd/460V/3Ph/cCSAus | https://www.zoellerpumps.com/en-us/products/sewage-pumps/commercial/400-series | EA | 3170 |  | 53514192006 | 7 Weeks | 137 | LB | 45 | 24.5 | 32.75 | 1 Year | NO
404-0022 | F404 35'Cd/230V/3Ph/cCSAus | F404 35'Cd/230V/3Ph/cCSAus | https://www.zoellerpumps.com/en-us/products/sewage-pumps/commercial/400-series | EA | 3190 |  | 53514195274 | 7 Weeks | 140 | LB | 45 | 24.5 | 32.75 | 1 Year | NO
404-0023 | EX404 50'Cd/230V/1Ph/Ex Pr | EX404 50'Cd/230V/1Ph/Ex Pr/FM/CSA | https://www.zoellerpumps.com/en-us/products/sewage-pumps/commercial/400-series | EA | 6190 |  | 53514209032 | 7 Weeks | 178 | LB | 45 | 24.5 | 32.75 | 1 Year | NO
404-0024 | WD404 50' Cord/230V/1Ph/cCSAus | WD404 50' Cord/230V/1Ph/cCSAus | https://www.zoellerpumps.com/en-us/products/sewage-pumps/commercial/400-series | EA | 3250 |  | 53514218485 | 7 Weeks | 138 | LB | 45 | 24.5 | 32.75 | 1 Year | NO
404-0025 | WD404 35' Cord/230V/1Ph/cCSAus | WD404 35' Cord/230V/1Ph/cCSAus | https://www.zoellerpumps.com/en-us/products/sewage-pumps/commercial/400-series | EA | 3210 |  | 53514221928 | 7 Weeks | 138 | LB | 45 | 24.5 | 32.75 | 1 Year | NO
404-0026 | G404 50'Cd/460V/3Ph/cCSAus | G404 50'Cd/460V/3Ph/cCSAus | https://www.zoellerpumps.com/en-us/products/sewage-pumps/commercial/400-series | EA | 3220 |  | 53514246761 | 7 Weeks | 137 | LB | 45 | 24.5 | 32.75 | 1 Year | NO
404-0027 | JX404 50'Cd/200-208V/3Ph/Ex Pr | JX404 50'Cd/200-208V/3Ph/Ex Pr/FM/CSA | https://www.zoellerpumps.com/en-us/products/sewage-pumps/commercial/400-series | EA | 6340 |  | 53514252779 | 7 Weeks | 178 | LB | 45 | 24.5 | 32.75 | 1 Year | NO
404-0028 | I404 50'Cd/200-208V/1Ph/cCSAus | I404 50'Cd/200-208V/1Ph/cCSAus | https://www.zoellerpumps.com/en-us/products/sewage-pumps/commercial/400-series | EA | 3160 |  | 53514279073 | 7 Weeks | 138 | LB | 45 | 24.5 | 32.75 | 1 Year | NO
404-0031 | E404 50'Cd/230V/1Ph/cCSAus | E404 50'Cd/230V/1Ph/cCSAus | https://www.zoellerpumps.com/en-us/products/sewage-pumps/commercial/400-series | EA | 3110 |  | 53514310387 | 7 Weeks | 140 | LB | 45 | 24.5 | 32.75 | 1 Year | NO
404-0032 | GX404 50'Cd/460V/3Ph/Ex Pr | GX404 50'Cd/460V/3Ph/Ex Pr/FM/CSA | https://www.zoellerpumps.com/en-us/products/sewage-pumps/commercial/400-series | EA | 6330 |  | 53514313920 | 7 Weeks | 178 | LB | 45 | 24.5 | 32.75 | 1 Year | NO
404-0033 | G404 35'Cd/460V/3Ph/cCSAus | G404 35'Cd/460V/3Ph/cCSAus | https://www.zoellerpumps.com/en-us/products/sewage-pumps/commercial/400-series | EA | 3180 |  | 53514341305 | 7 Weeks | 135 | LB | 0 | 0 | 0 | 1 Year | NO
404-0034 | EX404 35'Cd/230V/1Ph/Ex Pr | EX404 35'Cd/230V/1Ph/Ex Pr/FM/CSA | https://www.zoellerpumps.com/en-us/products/sewage-pumps/commercial/400-series | EA | 6140 |  | 53514364663 | 7 Weeks | 178 | LB | 45 | 24.5 | 32.75 | 1 Year | NO
404-0035 | EX404 25'Cd/230V/1Ph/Ex Pr | EX404 25'Cd/230V/1Ph/Ex Pr/FM/CSA | https://www.zoellerpumps.com/en-us/products/sewage-pumps/commercial/400-series | EA | 6130 |  | 53514381073 | 7 Weeks | 178 | LB | 45 | 24.5 | 32.75 | 1 Year | NO
404-0036 | I404 35'Cd/200-208V/1Ph/cCSAus | I404 35'Cd/200-208V/1Ph/cCSAus | https://www.zoellerpumps.com/en-us/products/sewage-pumps/commercial/400-series | EA | 3110 |  | 53514389864 | 7 Weeks | 138 | LB | 45 | 24.5 | 32.75 | 1 Year | NO
404-0037 | FX404 50'Cd/230V/3Ph/Ex Pr | FX404 50'Cd/230V/3Ph/Ex Pr/FM/CSA | https://www.zoellerpumps.com/en-us/products/sewage-pumps/commercial/400-series | EA | 6330 |  | 53514426064 | 7 Weeks | 175 | LB | 45 | 24.5 | 32.75 | 1 Year | NO
405-0004 | E405 230V/1Ph/CSA | E405 230V/1Ph/CSA | https://www.zoellerpumps.com/en-us/products/sewage-pumps/commercial/400-series | EA | 3420 |  | 53514025588 | 7 Weeks | 136 | LB | 45 | 24.5 | 32.75 | 1 Year | NO
405-0006 | I405 200-208V/1Ph/cCSAus | I405 200-208V/1Ph/cCSAus | https://www.zoellerpumps.com/en-us/products/sewage-pumps/commercial/400-series | EA | 3460 |  | 53514025601 | 7 Weeks | 136 | LB | 45 | 24.5 | 32.75 | 1 Year | NO
405-0007 | J405 200-208V/3Ph/cCSAus | J405 200-208V/3Ph/cCSAus | https://www.zoellerpumps.com/en-us/products/sewage-pumps/commercial/400-series | EA | 3540 |  | 53514025618 | 7 Weeks | 136 | LB | 45 | 24.5 | 32.75 | 1 Year | NO
405-0008 | F405 230V/3Ph/cCSAus | F405 230V/3Ph/cCSAus | https://www.zoellerpumps.com/en-us/products/sewage-pumps/commercial/400-series | EA | 3540 |  | 53514025625 | 7 Weeks | 136 | LB | 45 | 24.5 | 32.75 | 1 Year | NO
405-0009 | G405 460V/3Ph/cCSAus | G405 460V/3Ph/cCSAus | https://www.zoellerpumps.com/en-us/products/sewage-pumps/commercial/400-series | EA | 3530 |  | 53514025632 | 7 Weeks | 136 | LB | 45 | 24.5 | 32.75 | 1 Year | NO
405-0010 | I405 25'Cd/200-208V/1Ph/cCSAus | I405 25'Cd/200-208V/1Ph/cCSAus | https://www.zoellerpumps.com/en-us/products/sewage-pumps/commercial/400-series | EA | 3570 |  | 53514027438 | 7 Weeks | 138 | LB | 45 | 24.5 | 32.75 | 1 Year | NO
405-0011 | G405 25'Cd/460V/3Ph/cCSAus | G405 25'Cd/460V/3Ph/cCSAus | https://www.zoellerpumps.com/en-us/products/sewage-pumps/commercial/400-series | EA | 3650 |  | 53514027841 | 7 Weeks | 138 | LB | 45 | 24.5 | 32.75 | 1 Year | NO
405-0014 | E405 25'Cd/230V/1Ph/CSA | E405 25'Cd/230V/1Ph/CSA | https://www.zoellerpumps.com/en-us/products/sewage-pumps/commercial/400-series | EA | 3530 |  | 53514043230 | 7 Weeks | 138 | LB | 45 | 24.5 | 32.75 | 1 Year | NO
405-0015 | E405 50'Cd/230V/1Ph/CSA | E405 50'Cd/230V/1Ph/CSA | https://www.zoellerpumps.com/en-us/products/sewage-pumps/commercial/400-series | EA | 3600 |  | 53514045746 | 7 Weeks | 146 | LB | 45 | 24.5 | 32.75 | 1 Year | NO
405-0016 | J405 50'Cd/200-208V/3Ph/cCSAus | J405 50'Cd/200-208V/3Ph/cCSAus | https://www.zoellerpumps.com/en-us/products/sewage-pumps/commercial/400-series | EA | 3700 |  | 53514048501 | 7 Weeks | 146 | LB | 45 | 24.5 | 32.75 | 1 Year | NO
405-0017 | G405 50'Cd/460V/3Ph/cCSAus | G405 50'Cd/460V/3Ph/cCSAus | https://www.zoellerpumps.com/en-us/products/sewage-pumps/commercial/400-series | EA | 3690 |  | 53514053932 | 7 Weeks | 148 | LB | 45 | 24.5 | 32.75 | 1 Year | NO
405-0018 | F405 25'Cd/230V/3Ph/cCSAus | F405 25'Cd/230V/3Ph/cCSAus | https://www.zoellerpumps.com/en-us/products/sewage-pumps/commercial/400-series | EA | 3650 |  | 53514056278 | 7 Weeks | 138 | LB | 45 | 24.5 | 32.75 | 1 Year | NO
405-0019 | E405 35'Cd/230V/1Ph/CSA | E405 35'Cd/230V/1Ph/CSA | https://www.zoellerpumps.com/en-us/products/sewage-pumps/commercial/400-series | EA | 3550 |  | 53514056469 | 7 Weeks | 141 | LB | 45 | 24.5 | 32.75 | 1 Year | NO
405-0022 | I405 50'Cd/200-208V/1Ph/cCSAus | I405 50'Cd/200-208V/1Ph/cCSAus | https://www.zoellerpumps.com/en-us/products/sewage-pumps/commercial/400-series | EA | 3630 |  | 53514081720 | 7 Weeks | 146 | LB | 45 | 24.5 | 32.75 | 1 Year | NO
405-0023 | WD405 230V/1Ph/CSA | WD405 230V/1Ph/CSA | https://www.zoellerpumps.com/en-us/products/sewage-pumps/commercial/400-series | EA | 3500 |  | 53514090111 | 7 Weeks | 139 | LB | 45 | 24.5 | 32.75 | 1 Year | NO
405-0024 | J405 25'Cd/200-208V/3Ph/cCSAus | J405 25'Cd/200-208V/3Ph/cCSAus | https://www.zoellerpumps.com/en-us/products/sewage-pumps/commercial/400-series | EA | 3650 |  | 53514100735 | 7 Weeks | 138 | LB | 45 | 24.5 | 32.75 | 1 Year | NO
405-0025 | WD405 35'Cd/230V/1Ph/CSA | WD405 35'Cd/230V/1Ph/CSA | https://www.zoellerpumps.com/en-us/products/sewage-pumps/commercial/400-series | EA | 3630 |  | 53514105020 | 7 Weeks | 140 | LB | 45 | 24.5 | 32.75 | 1 Year | NO
405-0026 | G405 35'Cd/460V/3Ph/cCSAus | G405 35'Cd/460V/3Ph/cCSAus | https://www.zoellerpumps.com/en-us/products/sewage-pumps/commercial/400-series | EA | 3650 |  | 53514105129 | 7 Weeks | 146 | LB | 45 | 24.5 | 32.75 | 1 Year | NO
405-0027 | IX405 200-208V/1Ph/Ex Pr | IX405 200-208V/1Ph/Ex Pr/FM/CSA | https://www.zoellerpumps.com/en-us/products/sewage-pumps/commercial/400-series | EA | 7050 |  | 53514109189 | 7 Weeks | 175 | LB | 45 | 24.5 | 32.75 | 1 Year | NO
405-0028 | EX405 230V/1Ph/Ex Pr | EX405 230V/1Ph/Ex Pr/FM/CSA | https://www.zoellerpumps.com/en-us/products/sewage-pumps/commercial/400-series | EA | 7010 |  | 53514109196 | 7 Weeks | 175 | LB | 45 | 24.5 | 32.75 | 1 Year | NO
405-0029 | JX405 200-208V/3Ph/Ex Pr | JX405 200-208V/3Ph/Ex Pr/FM/CSA | https://www.zoellerpumps.com/en-us/products/sewage-pumps/commercial/400-series | EA | 7140 |  | 53514109240 | 7 Weeks | 175 | LB | 45 | 24.5 | 32.75 | 1 Year | NO
405-0030 | FX405 230V/3Ph/Ex Pr | FX405 230V/3Ph/Ex Pr/FM/CSA | https://www.zoellerpumps.com/en-us/products/sewage-pumps/commercial/400-series | EA | 7140 |  | 53514109257 | 7 Weeks | 175 | LB | 45 | 24.5 | 32.75 | 1 Year | NO
405-0031 | GX405 460V/3Ph/Ex Pr | GX405 460V/3Ph/Ex Pr/FM/CSA | https://www.zoellerpumps.com/en-us/products/sewage-pumps/commercial/400-series | EA | 7140 |  | 53514109264 | 7 Weeks | 175 | LB | 45 | 24.5 | 32.75 | 1 Year | NO
405-0033 | WD405 50'Cd/230V/1Ph/CSA | WD405 50'Cd/230V/1Ph/CSA | https://www.zoellerpumps.com/en-us/products/sewage-pumps/commercial/400-series | EA | 3680 |  | 53514115982 | 7 Weeks | 140 | LB | 45 | 24.5 | 32.75 | 1 Year | NO
405-0036 | J405 35'Cd/200-208V/3Ph/cCSAus | J405 35'Cd/200-208V/3Ph/cCSAus | https://www.zoellerpumps.com/en-us/products/sewage-pumps/commercial/400-series | EA | 3660 |  | 53514194581 | 7 Weeks | 143 | LB | 45 | 24.5 | 32.75 | 1 Year | NO
405-0038 | EX405 50'Cd/230V/1Ph/Ex Pr | EX405 50'Cd/230V/1Ph/Ex Pr/FM/CSA | https://www.zoellerpumps.com/en-us/products/sewage-pumps/commercial/400-series | EA | 7180 |  | 53514208912 | 7 Weeks | 178 | LB | 45 | 24.5 | 32.75 | 1 Year | NO
405-0040 | I405 35'Cd/200-208V/1Ph/cCSAus | I405 35'Cd/200-208V/1Ph/cCSAus | https://www.zoellerpumps.com/en-us/products/sewage-pumps/commercial/400-series | EA | 3580 |  | 53514232771 | 7 Weeks | 138 | LB | 45 | 24.5 | 32.75 | 1 Year | NO
405-0041 | JX405 50'CD/200-208V/3Ph/Ex Pr | JX405 50'CD/200-208V/3Ph/Ex Pr/FM/CSA | https://www.zoellerpumps.com/en-us/products/sewage-pumps/commercial/400-series | EA | 7320 |  | 53514239213 | 7 Weeks | 178 | LB | 45 | 24.5 | 32.75 | 1 Year | NO
405-0042 | EX405 35'Cd/230V/1Ph/Ex Pr | EX405 35'Cd/230V/1Ph/Ex Pr/FM/CSA | https://www.zoellerpumps.com/en-us/products/sewage-pumps/commercial/400-series | EA | 7140 |  | 53514259006 | 7 Weeks | 177 | LB | 45 | 24.5 | 32.75 | 1 Year | NO
405-0043 | F405 35'Cd/230V/3Ph/cCSAus | F405 35'Cd/230V/3Ph/cCSAus | https://www.zoellerpumps.com/en-us/products/sewage-pumps/commercial/400-series | EA | 3660 |  | 53514270575 | 7 Weeks | 138 | LB | 45 | 24.5 | 32.75 | 1 Year | NO
405-0044 | F405 50'Cd/230V/3Ph/cCSAus | F405 50'Cd/230V/3Ph/cCSAus | https://www.zoellerpumps.com/en-us/products/sewage-pumps/commercial/400-series | EA | 3710 |  | 53514280833 | 7 Weeks | 140 | LB | 45 | 24.5 | 32.75 | 1 Year | NO
405-0047 | EX405 25'Cd/230V/1Ph/Ex Pr | EX405 25'Cd/230V/1Ph/Ex Pr/FM/CSA | https://www.zoellerpumps.com/en-us/products/sewage-pumps/commercial/400-series | EA | 7120 |  | 53514322502 | 7 Weeks | 177 | LB | 45 | 24.5 | 32.75 | 1 Year | NO
405-0048 | GX405 50'Cd/460V/3Ph/Ex Pr | GX405 50'Cd/460V/3Ph/Ex Pr | https://www.zoellerpumps.com/en-us/products/sewage-pumps/commercial/400-series | EA | 7320 |  | 53514476786 | 7 Weeks | 175 | LB | 45 | 24.5 | 32.75 | 1 Year | NO
4140-0002 | N4140 115V/1Ph/DS/cCSAus | N4140 115V/1Ph/DS/cCSAus | https://www.zoellerpumps.com/en-us/products/sump-effluent-pumps/effluent/140-series | EA | 1390 |  | 53514057824 | 7 Weeks | 65 | LB | 20.5 | 11 | 13.75 | 1 Year | YES
4140-0004 | E4140 230V/1Ph/Dbl Sl/cCSAus | E4140 230V/1Ph/Dbl Sl/cCSAus | https://www.zoellerpumps.com/en-us/products/sump-effluent-pumps/effluent/140-series | EA | 1270 |  | 53514062583 | 7 Weeks | 65 | LB | 20.5 | 11 | 13.75 | 1 Year | YES
4140-0007 | BN4140 115V/1Ph/Dbl Sl/Pb15'/cCSAus | BN4140 115V/1Ph/Dbl Sl/Pb15'/cCSAus | https://www.zoellerpumps.com/en-us/products/sump-effluent-pumps/effluent/140-series | EA | 1310 |  | 53514077440 | 7 Weeks | 66 | LB | 20.5 | 11 | 13.75 | 1 Year | YES
4140-0008 | BE4140 230V/1Ph/DS/Pb15'/cCSAus | BE4140 230V/1Ph/DS/Pb15'/cCSAus | https://www.zoellerpumps.com/en-us/products/sump-effluent-pumps/effluent/140-series | EA | 1410 |  | 53514105860 | 7 Weeks | 66 | LB | 20.5 | 11 | 13.75 | 1 Year | YES
4140-0009 | N4140 25'Cd/115V/1Ph/DS/cCSAus | N4140 25'Cd/115V/1Ph/DS/cCSAus | https://www.zoellerpumps.com/en-us/products/sump-effluent-pumps/effluent/140-series | EA | 1200 |  | 53514105921 | 7 Weeks | 66 | LB | 20.5 | 11 | 13.75 | 1 Year | YES
4140-0010 | E4140 25'Cd/230V/1Ph/DS/cCSAus | E4140 25'Cd/230V/1Ph/DS/cCSAus | https://www.zoellerpumps.com/en-us/products/sump-effluent-pumps/effluent/140-series | EA | 1280 |  | 53514183608 | 7 Weeks | 66 | LB | 20.5 | 11 | 13.75 | 1 Year | YES
4140-0011 | E4140 50'Cd/230V/1Ph/DS/cCSAus | E4140 50'Cd/230V/1Ph/DS/cCSAus | https://www.zoellerpumps.com/en-us/products/sump-effluent-pumps/effluent/140-series | EA | 1330 |  | 53514204051 | 7 Weeks | 68 | LB | 20.5 | 11 | 13.75 | 1 Year | YES
4140-0012 | E4140 35'Cd/230V/1Ph/DS/cCSAus | E4140 35'Cd/230V/1Ph/DS/cCSAus | https://www.zoellerpumps.com/en-us/products/sump-effluent-pumps/effluent/140-series | EA | 1300 |  | 53514255121 | 7 Weeks | 66 | LB | 20.5 | 11 | 13.75 | 1 Year | YES
4140-0015 | N4140 35'Cd/115V/1Ph/DS/cCSAus | N4140 35'Cd/115V/1Ph/DS/cCSAus | https://www.zoellerpumps.com/en-us/products/sump-effluent-pumps/effluent/140-series | EA | 1290 |  | 53514343644 | 7 Weeks | 66 | LB | 20.5 | 11 | 13.75 | 1 Year | YES
4140-0016 | BN4140 35'Cd/115V/1Ph/Dbl Sl/Pb35'/cCSAus | BN4140 35'Cd/115V/1Ph/Dbl Sl/Pb35'/cCSAus | https://www.zoellerpumps.com/en-us/products/sump-effluent-pumps/effluent/140-series | EA | 1420 |  | 53514449766 | 7 Weeks | 66 | LB | 20.5 | 11 | 13.75 | 1 Year | YES
4145-0002 | N4145 115V/1Ph/60Hz/DS/HH Centrifugal/cCSAus | N4145 115V/1Ph/60Hz/DS/HH Centrifugal/cCSAus | https://www.zoellerpumps.com/en-us/products/sump-effluent-pumps/effluent/140-series | EA | 1300 |  | 53514217556 | 7 Weeks | 63 | LB | 16.5 | 11 | 13.75 | 1 Year | YES
4145-0004 | E4145 230V/1Ph/Dbl Sl/HHCentrifugal/cCSAus | E4145 230V/1Ph/Dbl Sl/HHCentrifugal/cCSAus | https://www.zoellerpumps.com/en-us/products/sump-effluent-pumps/effluent/140-series | EA | 1370 |  | 53514317263 | 7 Weeks | 63 | LB | 20.5 | 11 | 13.75 | 1 Year | YES
4145-0005 | BN4145 115V/1Ph/60Hz/Dbl Sl/HHCentrifugal/cCSAus | BN4145 115V/1Ph/60Hz/Dbl Sl/HHCentrifugal/cCSAus | https://www.zoellerpumps.com/en-us/products/sump-effluent-pumps/effluent/140-series | EA | 1410 |  | 53514238377 | 7 Weeks | 64 | LB | 16.5 | 11 | 13.75 | 1 Year | YES
4145-0009 | N4145 35'Cd/115V/1Ph/60Hz/DS/HH Centrifugal/cCSAus | N4145 35'Cd/115V/1Ph/60Hz/DS/HH Centrifugal/cCSAus | https://www.zoellerpumps.com/en-us/products/sump-effluent-pumps/effluent/140-series | EA | 1400 |  | 53514355470 | 7 Weeks | 67 | LB | 16.5 | 11 | 13.75 | 1 Year | YES
4145-0010 | BN4145 35'Cds/115V/1Ph/60Hz/Dbl Sl/HH Centrifugal/cCSAus | BN4145 35'Cds/115V/1Ph/60Hz/Dbl Sl/HH Centrifugal/cCSAus | https://www.zoellerpumps.com/en-us/products/sump-effluent-pumps/effluent/140-series | EA | 1520 |  | 53514469603 | 7 Weeks | 65 | LB | 16.5 | 11 | 13.75 | 1 Year | YES
4161-0002 | N4161 115V/1Ph/DS/cCSAus | N4161 115V/1Ph/DS/cCSAus | https://www.zoellerpumps.com/en-us/products/sump-effluent-pumps/effluent/140-series | EA | 2110 |  | 53514050412 | 7 Weeks | 89 | LB | 22.62 | 11.75 | 14.75 | 1 Year | YES
4161-0004 | E4161 230V/1Ph/DS/cCSAus | E4161 230V/1Ph/DS/cCSAus/UL | https://www.zoellerpumps.com/en-us/products/sump-effluent-pumps/commercial/160-series | EA | 2010 |  | 53514050429 | 7 Weeks | 89 | LB | 22.62 | 11.75 | 14.75 | 1 Year | YES
4161-0005 | I4161 200-208V/1Ph/DS/cCSAus | I4161 200-208V/1Ph/DS/cCSAus | https://www.zoellerpumps.com/en-us/products/sump-effluent-pumps/commercial/160-series | EA | 2070 |  | 53514050436 | 7 Weeks | 89 | LB | 22.62 | 11.75 | 14.75 | 1 Year | YES
4161-0006 | J4161 200-208V/3Ph/DS/cCSAus | J4161 200-208V/3Ph/DS/cCSAus/UL | https://www.zoellerpumps.com/en-us/products/sump-effluent-pumps/commercial/160-series | EA | 2080 |  | 53514050443 | 7 Weeks | 89 | LB | 22.62 | 11.75 | 14.75 | 1 Year | YES
4161-0007 | F4161 230V/3Ph/cCSAus/DS | F4161 230V/3Ph/cCSAus/DS/UL | https://www.zoellerpumps.com/en-us/products/sump-effluent-pumps/commercial/160-series | EA | 2100 |  | 53514050450 | 7 Weeks | 89 | LB | 22.62 | 11.75 | 14.75 | 1 Year | YES
4161-0008 | G4161 460V/3Ph/DS/cCSAus | G4161 460V/3Ph/DS/cCSAus/UL | https://www.zoellerpumps.com/en-us/products/sump-effluent-pumps/commercial/160-series | EA | 2100 |  | 53514050467 | 7 Weeks | 89 | LB | 22.62 | 11.75 | 14.75 | 1 Year | YES
4161-0017 | G4161 50'Cd/460V/3Ph/DS/cCSAus | G4161 50'Cd/460V/3Ph/DS/cCSAus/UL | https://www.zoellerpumps.com/en-us/products/sump-effluent-pumps/commercial/160-series | EA | 2230 |  | 53514098384 | 7 Weeks | 98 | LB | 22.62 | 11.75 | 14.75 | 1 Year | YES
4161-0018 | N4161 25'Cd/115V/1Ph/DS/cCSAus | N4161 25'Cd/115V/1Ph/DS/cCSAus | https://www.zoellerpumps.com/en-us/products/sump-effluent-pumps/commercial/160-series | EA | 2180 |  | 53514117436 | 7 Weeks | 89 | LB | 22.62 | 11.75 | 14.75 | 1 Year | YES
4161-0019 | N4161 35'Cd/115V/1Ph/DS/cCSAus | N4161 35'Cd/115V/1Ph/DS/cCSAus | https://www.zoellerpumps.com/en-us/products/sump-effluent-pumps/commercial/160-series | EA | 2210 |  | 53514126735 | 7 Weeks | 89 | LB | 22.62 | 11.75 | 14.75 | 1 Year | YES
4161-0022 | G4161 35'Cd/460V/3Ph/DS/cCSAus | G4161 35'Cd/460V/3Ph/DS/cCSAus/UL | https://www.zoellerpumps.com/en-us/products/sump-effluent-pumps/commercial/160-series | EA | 2170 |  | 53514169565 | 7 Weeks | 100 | LB | 22.62 | 11.75 | 14.75 | 1 Year | YES
4161-0024 | N4161 50'Cd/115V/1Ph/DS/cCSAus | N4161 50'Cd/115V/1Ph/DS/cCSAus | https://www.zoellerpumps.com/en-us/products/sump-effluent-pumps/commercial/160-series | EA | 2430 |  | 53514189402 | 7 Weeks | 93 | LB | 22.62 | 11.75 | 14.75 | 1 Year | YES
4161-0025 | E4161 50'Cd/230V/1Ph/DS/cCSAus | E4161 50'Cd/230V/1Ph/DS/cCSAus/UL | https://www.zoellerpumps.com/en-us/products/sump-effluent-pumps/commercial/160-series | EA | 2150 |  | 53514193973 | 7 Weeks | 92 | LB | 22.62 | 11.75 | 14.75 | 1 Year | YES
4161-0026 | E4161 25'Cd/230V/1Ph/DS/cCSAus | E4161 25'Cd/230V/1Ph/DS/cCSAus/UL | https://www.zoellerpumps.com/en-us/products/sump-effluent-pumps/commercial/160-series | EA | 2070 |  | 53514200220 | 7 Weeks | 91 | LB | 22.62 | 11.75 | 14.75 | 1 Year | YES
4161-0028 | F4161 35'Cd/230V/3Ph/DS/cCSAus | F4161 35'Cd/230V/3Ph/DS/cCSAus/UL | https://www.zoellerpumps.com/en-us/products/sump-effluent-pumps/commercial/160-series | EA | 2180 |  | 53514287276 | 7 Weeks | 90 | LB | 22.62 | 11.75 | 14.75 | 1 Year | YES
4161-0030 | E4161 35'Cd/230V/1Ph/DS/cCSAus | E4161 35'Cd/230V/1Ph/DS/cCSAus/UL | https://www.zoellerpumps.com/en-us/products/sump-effluent-pumps/commercial/160-series | EA | 2200 |  | 53514364946 | 7 Weeks | 91 | LB | 22.62 | 11.75 | 14.75 | 1 Year | YES
4161-0032 | J4161 50'Cd/200-208V/3Ph/DS/cCSAus | J4161 50'Cd/200-208V/3Ph/DS/cCSAus | https://www.zoellerpumps.com/en-us/products/sump-effluent-pumps/commercial/160-series | EA | 2200 |  | 53514472412 | 7 Weeks | 90 | LB | 22.62 | 11.75 | 14.75 | 1 Year | YES
4163-0002 | N4163 115V/1Ph/DS/cCSAus | N4163 115V/1Ph/DS/cCSAus | https://www.zoellerpumps.com/en-us/products/sump-effluent-pumps/commercial/160-series | EA | 2100 |  | 53514050535 | 7 Weeks | 89 | LB | 22.62 | 11.75 | 14.75 | 1 Year | YES
4163-0004 | E4163 230V/1Ph/Dbl Sl/cCSAus | E4163 230V/1Ph/Dbl Sl/cCSAus/UL | https://www.zoellerpumps.com/en-us/products/sump-effluent-pumps/commercial/160-series | EA | 2000 |  | 53514050542 | 7 Weeks | 89 | LB | 22.62 | 11.75 | 14.75 | 1 Year | YES
4163-0005 | I4163 200-208V/1Ph/DS/cCSAus | I4163 200-208V/1Ph/DS/cCSAus | https://www.zoellerpumps.com/en-us/products/sump-effluent-pumps/commercial/160-series | EA | 2060 |  | 53514050559 | 7 Weeks | 89 | LB | 22.62 | 11.75 | 14.75 | 1 Year | YES
4163-0006 | J4163 200-208V/3Ph/DS/cCSAus | J4163 200-208V/3Ph/DS/cCSAus/UL | https://www.zoellerpumps.com/en-us/products/sump-effluent-pumps/commercial/160-series | EA | 2070 |  | 53514050566 | 7 Weeks | 89 | LB | 22.62 | 11.75 | 14.75 | 1 Year | YES
4163-0007 | F4163 230V/3Ph/DS/cCSAus | F4163 230V/3Ph/DS/cCSAus/UL | https://www.zoellerpumps.com/en-us/products/sump-effluent-pumps/commercial/160-series | EA | 2100 |  | 53514050573 | 7 Weeks | 89 | LB | 22.62 | 11.75 | 14.75 | 1 Year | YES
4163-0008 | G4163 460V/3Ph/DS/cCSAus | G4163 460V/3Ph/DS/cCSAus/UL | https://www.zoellerpumps.com/en-us/products/sump-effluent-pumps/commercial/160-series | EA | 2100 |  | 53514050580 | 7 Weeks | 89 | LB | 22.62 | 11.75 | 14.75 | 1 Year | YES
4163-0015 | N4163 50'Cd/115V/1Ph/DS/cCSAus | N4163 50'Cd/115V/1Ph/DS/cCSAus | https://www.zoellerpumps.com/en-us/products/sump-effluent-pumps/commercial/160-series | EA | 2420 |  | 53514060855 | 7 Weeks | 98 | LB | 22.62 | 11.75 | 14.75 | 1 Year | YES
4163-0020 | G4163 35'Cd/460V/3Ph/DS/cCSAus | G4163 35'Cd/460V/3Ph/DS/cCSAus/UL | https://www.zoellerpumps.com/en-us/products/sump-effluent-pumps/commercial/160-series | EA | 2170 |  | 53514127695 | 7 Weeks | 92 | LB | 22.62 | 11.75 | 14.75 | 1 Year | YES
4163-0022 | N4163 25'Cd/115V/1Ph/DS/cCSAus | N4163 25'Cd/115V/1Ph/DS/cCSAus | https://www.zoellerpumps.com/en-us/products/sump-effluent-pumps/commercial/160-series | EA | 2170 |  | 53514185909 | 7 Weeks | 93 | LB | 22.62 | 11.75 | 14.75 | 1 Year | YES
4163-0023 | E4163 50'Cd/230V/1Ph/DS/cCSAus | E4163 50'Cd/230V/1Ph/DS/cCSAus/UL | https://www.zoellerpumps.com/en-us/products/sump-effluent-pumps/commercial/160-series | EA | 2150 |  | 53514248390 | 7 Weeks | 92 | LB | 22.62 | 11.75 | 14.75 | 1 Year | YES
4163-0024 | G4163 50'CD/460V/3PH/DS/cCSAus | G4163 50'CD/460V/3PH/DS/cCSAus/UL | https://www.zoellerpumps.com/en-us/products/sump-effluent-pumps/commercial/160-series | EA | 2220 |  | 53514258481 | 7 Weeks | 89 | LB | 22.62 | 11.75 | 14.75 | 1 Year | YES
4163-0025 | BA4163 575V/3Ph/DS/cCSAus | BA4163 575V/3Ph/DS/cCSAus | https://www.zoellerpumps.com/en-us/products/sump-effluent-pumps/commercial/160-series | EA | 2080 |  | 53514271992 | 7 Weeks | 89 | LB | 22.62 | 11.75 | 14.75 | 1 Year | YES
4163-0026 | F4163 35'Cd/230V/3Ph/DS/cCSAus | F4163 35'Cd/230V/3Ph/DS/cCSAus/UL | https://www.zoellerpumps.com/en-us/products/sump-effluent-pumps/commercial/160-series | EA | 2170 |  | 53514321581 | 7 Weeks | 90 | LB | 22.62 | 11.75 | 14.75 | 1 Year | YES
4163-0028 | J4163 35'Cd/200-208V/3Ph/DS/cCSAus | J4163 35'Cd/200-208V/3Ph/DS/cCSAus/UL | https://www.zoellerpumps.com/en-us/products/sump-effluent-pumps/commercial/160-series | EA | 2150 |  | 53514418908 | 7 Weeks | 90 | LB | 22.62 | 11.75 | 14.75 | 1 Year | YES
4165-0004 | E4165 230V/1Ph/Dbl Sl/cCSAus | E4165 230V/1Ph/Dbl Sl/cCSAus/UL | https://www.zoellerpumps.com/en-us/products/sump-effluent-pumps/commercial/160-series | EA | 2250 |  | 53514050658 | 7 Weeks | 89 | LB | 22.62 | 11.75 | 14.75 | 1 Year | YES
4165-0005 | I4165 200-208V/1Ph/DS/cCSAus | I4165 200-208V/1Ph/DS/cCSAus | https://www.zoellerpumps.com/en-us/products/sump-effluent-pumps/commercial/160-series | EA | 2190 |  | 53514050665 | 7 Weeks | 89 | LB | 22.62 | 11.75 | 14.75 | 1 Year | YES
4165-0006 | J4165 200-208V/3Ph/DS/cCSAus | J4165 200-208V/3Ph/DS/cCSAus/UL | https://www.zoellerpumps.com/en-us/products/sump-effluent-pumps/commercial/160-series | EA | 2350 |  | 53514050672 | 7 Weeks | 89 | LB | 22.62 | 11.75 | 14.75 | 1 Year | YES
4165-0007 | F4165 230V/3Ph/DS/cCSAus | F4165 230V/3Ph/DS/cCSAus/UL | https://www.zoellerpumps.com/en-us/products/sump-effluent-pumps/commercial/160-series | EA | 2380 |  | 53514050689 | 7 Weeks | 89 | LB | 22.62 | 11.75 | 14.75 | 1 Year | YES
4165-0008 | G4165 460V/3Ph/DS/cCSAus | G4165 460V/3Ph/DS/cCSAus/UL | https://www.zoellerpumps.com/en-us/products/sump-effluent-pumps/commercial/160-series | EA | 2380 |  | 53514050696 | 7 Weeks | 89 | LB | 22.62 | 11.75 | 14.75 | 1 Year | YES
4165-0015 | G4165 50'Cd/460V/3Ph/DS/cCSAus | G4165 50'Cd/460V/3Ph/DS/cCSAus/UL | https://www.zoellerpumps.com/en-us/products/sump-effluent-pumps/commercial/160-series | EA | 2500 |  | 53514095604 | 7 Weeks | 98 | LB | 22.62 | 11.75 | 14.75 | 1 Year | YES
4165-0016 | I4165 35'Cd/200-208V/1Ph/DS/cCSAus | I4165 35'Cd/200-208V/1Ph/DS/cCSAus | https://www.zoellerpumps.com/en-us/products/sump-effluent-pumps/commercial/160-series | EA | 2270 |  | 53514175429 | 7 Weeks | 91 | LB | 22.62 | 11.75 | 14.75 | 1 Year | YES
4165-0017 | E4165 35'Cd/230V/1Ph/DS/cCSAus | E4165 35'Cd/230V/1Ph/DS/cCSAus/UL | https://www.zoellerpumps.com/en-us/products/sump-effluent-pumps/commercial/160-series | EA | 2350 |  | 53514196004 | 7 Weeks | 90 | LB | 22.62 | 11.75 | 14.75 | 1 Year | YES
4165-0018 | G4165 25'Cd/460V/3Ph/DS/cCSAus | G4165 25'Cd/460V/3Ph/DS/cCSAus/UL | https://www.zoellerpumps.com/en-us/products/sump-effluent-pumps/commercial/160-series | EA | 2490 |  | 53514210717 | 7 Weeks | 98 | LB | 22.62 | 11.75 | 14.75 | 1 Year | YES
4165-0020 | J4165 35'Cd/200-208V/3Ph/DS/cCSAus | J4165 35'Cd/200-208V/3Ph/DS/cCSAus/UL | https://www.zoellerpumps.com/en-us/products/sump-effluent-pumps/commercial/160-series | EA | 2420 |  | 53514305178 | 7 Weeks | 91 | LB | 22.62 | 11.75 | 14.75 | 1 Year | YES
4165-0021 | I4165 50'Cd/200-208V/1Ph/DS/cCSAus | I4165 50'Cd/200-208V/1Ph/DS/cCSAus | https://www.zoellerpumps.com/en-us/products/sump-effluent-pumps/commercial/160-series | EA | 2300 |  | 53514309732 | 7 Weeks | 93 | LB | 22.62 | 11.75 | 14.75 | 1 Year | YES
4165-0022 | BA4165 575V/3Ph/DS/cCSAus | BA4165 575V/3Ph/DS/cCSAus | https://www.zoellerpumps.com/en-us/products/sump-effluent-pumps/commercial/160-series | EA | 2530 |  | 53514360443 | 7 Weeks | 89 | LB | 22.62 | 11.75 | 14.75 | 1 Year | YES
4165-0023 | J4165 50'Cd/200-208V/3Ph/DS/cCSAus | J4165 50'Cd/200-208V/3Ph/DS/cCSAus/UL | https://www.zoellerpumps.com/en-us/products/sump-effluent-pumps/commercial/160-series | EA | 2470 |  | 53514362423 | 7 Weeks | 91 | LB | 22.62 | 11.75 | 14.75 | 1 Year | YES
4165-0025 | E4165 50'Cd/230V/1Ph/DS/cCSAus | E4165 50'Cd/230V/1Ph/DS/cCSAus/UL | https://www.zoellerpumps.com/en-us/products/sump-effluent-pumps/commercial/160-series | EA | 2390 |  | 53514451202 | 7 Weeks | 90 | LB | 22.62 | 11.75 | 14.75 | 1 Year | YES
4185-0004 | E4185 230V/1Ph/DS/cCSAus | E4185 230V/1Ph/DS/cCSAus/UL | https://www.zoellerpumps.com/en-us/products/sump-effluent-pumps/commercial/180-190-series | EA | 2220 |  | 53514050757 | 7 Weeks | 92 | LB | 22.62 | 11.75 | 14.75 | 1 Year | YES
4185-0005 | I4185 200-208V/1Ph/DS/cCSAus | I4185 200-208V/1Ph/DS/cCSAus | https://www.zoellerpumps.com/en-us/products/sump-effluent-pumps/commercial/180-190-series | EA | 2160 |  | 53514050764 | 7 Weeks | 92 | LB | 22.62 | 11.75 | 14.75 | 1 Year | YES
4185-0006 | J4185 200-208V/3Ph/DS/cCSAus | J4185 200-208V/3Ph/DS/cCSAus/UL | https://www.zoellerpumps.com/en-us/products/sump-effluent-pumps/commercial/180-190-series | EA | 2320 |  | 53514050771 | 7 Weeks | 92 | LB | 22.62 | 11.75 | 14.75 | 1 Year | YES
4185-0007 | F4185 230V/3Ph/DS/cCSAus | F4185 230V/3Ph/DS/cCSAus/UL | https://www.zoellerpumps.com/en-us/products/sump-effluent-pumps/commercial/180-190-series | EA | 2350 |  | 53514050788 | 7 Weeks | 92 | LB | 22.62 | 11.75 | 14.75 | 1 Year | YES
4185-0008 | G4185 460V/3Ph/DS/cCSAus | G4185 460V/3Ph/DS/cCSAus/UL | https://www.zoellerpumps.com/en-us/products/sump-effluent-pumps/commercial/180-190-series | EA | 2350 |  | 53514050795 | 7 Weeks | 92 | LB | 22.62 | 11.75 | 14.75 | 1 Year | YES
4185-0014 | J4185 50'Cd/200-208V/3Ph/DS/cCSAus | J4185 50'Cd/200-208V/3Ph/DS/cCSAus/UL | https://www.zoellerpumps.com/en-us/products/sump-effluent-pumps/commercial/180-190-series | EA | 2440 |  | 53514258320 | 7 Weeks | 93 | LB | 22.625 | 11.75 | 14.75 | 1 Year | YES
4185-0015 | E4185 35'Cd/230V/1Ph/Dbl Sl/cCSAus | E4185 35'Cd/230V/1Ph/Dbl Sl/cCSAus/UL | https://www.zoellerpumps.com/en-us/products/sump-effluent-pumps/commercial/180-190-series | EA | 2320 |  | 53514339760 | 7 Weeks | 92 | LB | 22.62 | 11.75 | 14.75 | 1 Year | YES
4185-0017 | G4185 50'Cd/460V/3Ph/DS/cCSAus | G4185 50'Cd/460V/3Ph/DS/cCSAus/UL | https://www.zoellerpumps.com/en-us/products/sump-effluent-pumps/commercial/180-190-series | EA | 2470 |  | 53514358563 | 7 Weeks | 95 | LB | 22.62 | 11.75 | 14.75 | 1 Year | YES
4185-0019 | I4185 50'Cd/200-208V/1Ph/DS/cCSAus | I4185 50'Cd/200-208V/1Ph/DS/cCSAus | https://www.zoellerpumps.com/en-us/products/sump-effluent-pumps/commercial/180-190-series | EA | 2300 |  | 53514418380 | 7 Weeks | 92 | LB | 22.62 | 11.75 | 14.75 | 1 Year | YES
4186-0004 | E4186 230V/1Ph/DS/CSA | E4186 230V/1Ph/DS/CSA | https://www.zoellerpumps.com/en-us/products/sump-effluent-pumps/commercial/180-190-series | EA | 2430 |  | 53514050856 | 7 Weeks | 97 | LB | 22.62 | 11.75 | 14.75 | 1 Year | YES
4186-0005 | F4186 230V/3Ph/DS/cCSAus | F4186 230V/3Ph/DS/cCSAus | https://www.zoellerpumps.com/en-us/products/sump-effluent-pumps/commercial/180-190-series | EA | 2650 |  | 53514050863 | 7 Weeks | 97 | LB | 22.62 | 11.75 | 14.75 | 1 Year | YES
4186-0006 | G4186 460V/3Ph/DS/cCSAus | G4186 460V/3Ph/DS/cCSAus | https://www.zoellerpumps.com/en-us/products/sump-effluent-pumps/commercial/180-190-series | EA | 2650 |  | 53514050870 | 7 Weeks | 97 | LB | 22.62 | 11.75 | 14.75 | 1 Year | YES
4186-0010 | J4186 200-208V/3Ph/DS/cCSAus | J4186 200-208V/3Ph/DS/cCSAus | https://www.zoellerpumps.com/en-us/products/sump-effluent-pumps/commercial/180-190-series | EA | 2660 |  | 53514206987 | 7 Weeks | 97 | LB | 0 | 0 | 0 | 1 Year | YES
4186-0011 | G4186 35'Cd/460V/3Ph/DS/cCSAus | G4186 35'Cd/460V/3Ph/DS/cCSAus | https://www.zoellerpumps.com/en-us/products/sump-effluent-pumps/commercial/180-190-series | EA | 2720 |  | 53514312312 | 7 Weeks | 97 | LB | 22.62 | 11.75 | 14.75 | 1 Year | YES
4186-0012 | E4186 35'Cd/230V/1Ph/Dbl Sl/CSA | E4186 35'Cd/230V/1Ph/Dbl Sl/CSA | https://www.zoellerpumps.com/en-us/products/sump-effluent-pumps/commercial/180-190-series | EA | 2530 |  | 53514337599 | 7 Weeks | 98 | LB | 22.62 | 11.75 | 14.75 | 1 Year | YES
4186-0013 | BA4186 575V/3Ph/DS/cCSAus | BA4186 575V/3Ph/DS/cCSAus | https://www.zoellerpumps.com/en-us/products/sump-effluent-pumps/commercial/180-190-series | EA | 2710 |  | 53514358211 | 7 Weeks | 97 | LB | 22.62 | 11.75 | 14.75 | 1 Year | YES
4186-0014 | I4186 200-208V/1Ph/DS/cCSAus | I4186 200-208V/1Ph/DS/cCSAus | https://www.zoellerpumps.com/en-us/products/sump-effluent-pumps/commercial/180-190-series | EA | 2380 |  | 53514423254 | 7 Weeks | 97 | LB | 22.62 | 11.75 | 14.75 | 1 Year | YES
4186-0016 | I4186 50'Cd/200-208V/1Ph/DS/cCSAus |  |  | EA | 2510 |  | 53514497231 | 7 Weeks | 97 | LB | 22.62 | 11.75 | 14.75 | 1 Year | YES
4188-0004 | E4188 230V/1Ph/Dbl Sl/CSA | E4188 230V/1Ph/Dbl Sl/CSA | https://www.zoellerpumps.com/en-us/products/sump-effluent-pumps/commercial/180-190-series | EA | 2570 |  | 53514050917 | 7 Weeks | 97 | LB | 22.62 | 11.75 | 14.75 | 1 Year | YES
4188-0005 | I4188 200-208V/1Ph/DS/cCSAus | I4188 200-208V/1Ph/DS/cCSAus | https://www.zoellerpumps.com/en-us/products/sump-effluent-pumps/commercial/180-190-series | EA | 2540 |  | 53514050924 | 7 Weeks | 97 | LB | 22.62 | 11.75 | 14.75 | 1 Year | YES
4188-0006 | J4188 200-208V/3Ph/DS/cCSAus | J4188 200-208V/3Ph/DS/cCSAus/UL | https://www.zoellerpumps.com/en-us/products/sump-effluent-pumps/commercial/180-190-series | EA | 2790 |  | 53514050931 | 7 Weeks | 97 | LB | 22.62 | 11.75 | 14.75 | 1 Year | YES
4188-0007 | F4188 230V/3Ph/DS/cCSAus | F4188 230V/3Ph/DS/cCSAus/UL | https://www.zoellerpumps.com/en-us/products/sump-effluent-pumps/commercial/180-190-series | EA | 2780 |  | 53514050948 | 7 Weeks | 97 | LB | 22.62 | 11.75 | 14.75 | 1 Year | YES
4188-0008 | G4188 460V/3Ph/DS/cCSAus | G4188 460V/3Ph/DS/cCSAus/UL | https://www.zoellerpumps.com/en-us/products/sump-effluent-pumps/commercial/180-190-series | EA | 2780 |  | 53514050955 | 7 Weeks | 97 | LB | 22.62 | 11.75 | 14.75 | 1 Year | YES
4188-0014 | J4188 35'Cd/200-208V/3Ph/DS/cCSAus | J4188 35'Cd/200-208V/3Ph/DS/cCSAus/UL | https://www.zoellerpumps.com/en-us/products/sump-effluent-pumps/commercial/180-190-series | EA | 2860 |  | 53514079499 | 7 Weeks | 101 | LB | 22.62 | 11.75 | 14.75 | 1 Year | YES
4188-0015 | G4188 35'Cd/460V/3Ph/DS/cCSAus | G4188 35'Cd/460V/3Ph/DS/cCSAus/UL | https://www.zoellerpumps.com/en-us/products/sump-effluent-pumps/commercial/180-190-series | EA | 2850 |  | 53514084059 | 7 Weeks | 97 | LB | 22.62 | 11.75 | 14.75 | 1 Year | YES
4188-0017 | E4188 35'Cd/230V/1Ph/DS/CSA | E4188 35'Cd/230V/1Ph/DS/CSA | https://www.zoellerpumps.com/en-us/products/sump-effluent-pumps/commercial/180-190-series | EA | 2660 |  | 53514174330 | 7 Weeks | 100 | LB | 22.62 | 11.75 | 14.75 | 1 Year | YES
4188-0020 | E4188 25'Cd/230V/1Ph/DS/CSA | E4188 25'Cd/230V/1Ph/DS/CSA | https://www.zoellerpumps.com/en-us/products/sump-effluent-pumps/commercial/180-190-series | EA | 2630 |  | 53514205515 | 7 Weeks | 98 | LB | 22.62 | 11.75 | 14.75 | 1 Year | YES
4188-0022 | I4188 35'Cd/200-208V/1Ph/DS/cCSAus | I4188 35'Cd/200-208V/1Ph/DS/cCSAus | https://www.zoellerpumps.com/en-us/products/sump-effluent-pumps/commercial/180-190-series | EA | 2550 |  | 53514333409 | 7 Weeks | 97 | LB | 22.62 | 11.75 | 14.75 | 1 Year | YES
4188-0023 | F4188 35'Cd/230V/3Ph/DS/cCSAus | F4188 35'Cd/230V/3Ph/DS/cCSAus/UL | https://www.zoellerpumps.com/en-us/products/sump-effluent-pumps/commercial/180-190-series | EA | 2860 |  | 53514337575 | 7 Weeks | 98 | LB | 22.62 | 11.75 | 14.75 | 1 Year | YES
4188-0024 | E4188 50'Cd/230V/1Ph/DS/CSA | E4188 50'Cd/230V/1Ph/DS/CSA | https://www.zoellerpumps.com/en-us/products/sump-effluent-pumps/commercial/180-190-series | EA | 2710 |  | 53514345242 | 7 Weeks | 101 | LB | 22.62 | 11.75 | 14.75 | 1 Year | YES
4188-0025 | I4188 25'Cd/200-208V/1Ph/DS/cCSAus | I4188 25'Cd/200-208V/1Ph/DS/cCSAus | https://www.zoellerpumps.com/en-us/products/sump-effluent-pumps/commercial/180-190-series | EA | 2520 |  | 53514413958 | 7 Weeks | 97 | LB | 22.62 | 11.75 | 14.75 | 1 Year | YES
4188-0026 | BA4188 575V/3Ph/DS/cCSAus | BA4188 575V/3Ph/DS/cCSAus | https://www.zoellerpumps.com/en-us/products/sump-effluent-pumps/commercial/180-190-series | EA | 2840 |  | 53514432409 | 7 Weeks | 97 | LB | 22.62 | 11.75 | 14.75 | 1 Year | YES
4189-0004 | E4189 230V/1Ph/DS/CSA | E4189 230V/1Ph/DS/CSA | https://www.zoellerpumps.com/en-us/products/sump-effluent-pumps/commercial/180-190-series | EA | 2460 |  | 53514051013 | 7 Weeks | 97 | LB | 22.62 | 11.75 | 14.75 | 1 Year | YES
4189-0006 | I4189 200-208V/1Ph/DS/cCSAus | I4189 200-208V/1Ph/DS/cCSAus | https://www.zoellerpumps.com/en-us/products/sump-effluent-pumps/commercial/180-190-series | EA | 2480 |  | 53514051037 | 7 Weeks | 97 | LB | 22.62 | 11.75 | 14.75 | 1 Year | YES
4189-0007 | J4189 200-208V/3Ph/DS/cCSAus | J4189 200-208V/3Ph/DS/cCSAus/UL | https://www.zoellerpumps.com/en-us/products/sump-effluent-pumps/commercial/180-190-series | EA | 2670 |  | 53514051044 | 7 Weeks | 97 | LB | 22.62 | 11.75 | 14.75 | 1 Year | YES
4189-0008 | F4189 230V/3Ph/DS/cCSAus | F4189 230V/3Ph/DS/cCSAus/UL | https://www.zoellerpumps.com/en-us/products/sump-effluent-pumps/commercial/180-190-series | EA | 2770 |  | 53514051051 | 7 Weeks | 97 | LB | 22.62 | 11.75 | 14.75 | 1 Year | YES
4189-0009 | G4189 460V/3Ph/DS/cCSAus | G4189 460V/3Ph/DS/cCSAus/UL | https://www.zoellerpumps.com/en-us/products/sump-effluent-pumps/commercial/180-190-series | EA | 2660 |  | 53514051068 | 7 Weeks | 97 | LB | 22.62 | 11.75 | 14.75 | 1 Year | YES
4189-0016 | BA4189 575V/3Ph/2Hp/DS/cCSAus | BA4189 575V/3Ph/2Hp/DS/cCSAus | https://www.zoellerpumps.com/en-us/products/sump-effluent-pumps/commercial/180-190-series | EA | 2720 |  | 53514060787 | 7 Weeks | 97 | LB | 22.62 | 11.75 | 14.75 | 1 Year | YES
4189-0017 | E4189 35'Cd/230V/1Ph/DS/CSA | E4189 35'Cd/230V/1Ph/DS/CSA | https://www.zoellerpumps.com/en-us/products/sump-effluent-pumps/commercial/180-190-series | EA | 2560 |  | 53514064846 | 7 Weeks | 102 | LB | 22.62 | 11.75 | 14.75 | 1 Year | YES
4189-0018 | E4189 25'Cd/230V/1Ph/DS/CSA | E4189 25'Cd/230V/1Ph/DS/CSA | https://www.zoellerpumps.com/en-us/products/sump-effluent-pumps/commercial/180-190-series | EA | 2540 |  | 53514064921 | 7 Weeks | 99 | LB | 22.62 | 11.75 | 14.75 | 1 Year | YES
4189-0019 | E4189 50'Cd/230V/1Ph/DS/CSA | E4189 50'Cd/230V/1Ph/DS/CSA | https://www.zoellerpumps.com/en-us/products/sump-effluent-pumps/commercial/180-190-series | EA | 2620 |  | 53514067625 | 7 Weeks | 107 | LB | 22.62 | 11.75 | 14.75 | 1 Year | YES
4189-0020 | G4189 50'Cd/460V/3Ph/DS/cCSAus | G4189 50'Cd/460V/3Ph/DS/cCSAus/UL | https://www.zoellerpumps.com/en-us/products/sump-effluent-pumps/commercial/180-190-series | EA | 2780 |  | 53514079857 | 7 Weeks | 106 | LB | 22.62 | 11.75 | 14.75 | 1 Year | YES
4189-0023 | I4189 35'Cd/200-208V/1Ph/DS/cCSAus | I4189 35'Cd/200-208V/1Ph/DS/cCSAus | https://www.zoellerpumps.com/en-us/products/sump-effluent-pumps/commercial/180-190-series | EA | 2600 |  | 53514179311 | 7 Weeks | 100 | LB | 22.62 | 11.75 | 14.75 | 1 Year | YES
4189-0025 | J4189 50'Cd/200-208V/3Ph/DS/cCSAus | J4189 50'Cd/200-208V/3Ph/DS/cCSAus/UL | https://www.zoellerpumps.com/en-us/products/sump-effluent-pumps/commercial/180-190-series | EA | 2820 |  | 53514243135 | 7 Weeks | 98 | LB | 22.62 | 11.75 | 14.75 | 1 Year | YES
4189-0026 | G4189 35'Cd/460V/3Ph/DS/cCSAus | G4189 35'Cd/460V/3Ph/DS/cCSAus/UL | https://www.zoellerpumps.com/en-us/products/sump-effluent-pumps/commercial/180-190-series | EA | 2730 |  | 53514277505 | 7 Weeks | 105 | LB | 22.62 | 11.75 | 14.75 | 1 Year | YES
4189-0027 | G4189 25'Cd/460V/3Ph/DS/cCSAus | G4189 25'Cd/460V/3Ph/DS/cCSAus/UL | https://www.zoellerpumps.com/en-us/products/sump-effluent-pumps/commercial/180-190-series | EA | 2760 |  | 53514311445 | 7 Weeks | 105 | LB | 22.62 | 11.75 | 14.75 | 1 Year | YES
4189-0028 | F4189 35'CD/230V/3Ph/DS/cCSAus | F4189 35'CD/230V/3Ph/DS/cCSAus/UL | https://www.zoellerpumps.com/en-us/products/sump-effluent-pumps/commercial/180-190-series | EA | 2840 |  | 53514321598 | 7 Weeks | 97 | LB | 22.62 | 11.75 | 14.75 | 1 Year | YES
4189-0029 | I4189 25'Cd/200-208V/1Ph/DS/cCSAus | I4189 25'Cd/200-208V/1Ph/DS/cCSAus | https://www.zoellerpumps.com/en-us/products/sump-effluent-pumps/commercial/180-190-series | EA | 2590 |  | 53514330811 | 7 Weeks | 99 | LB | 22.62 | 11.75 | 14.75 | 1 Year | YES
42-0007 | N42 115V/1Ph/9'Cd/cCSAus | N42 115V/1Ph/9'Cd/cCSAus | https://www.zoellerpumps.com/en-us/products/40-series | EA | 251 |  | 53514086619 | IN STOCK | 9 | LB | 11.25 | 6.5 | 7.25 | 1 Year | YES
42-0008 | N42 115V/1Ph/20'Cd/cCSAus | N42 115V/1Ph/20'Cd/cCSAus | https://www.zoellerpumps.com/en-us/products/40-series | EA | 310 |  | 53514086626 | Consult Factory | 8.3 | LB | 12 | 6.5 | 6.5 | 1 Year | YES
4261-0002 | N4161 2F/115V/1Ph/DS/cCSAus/(4161-0002) | N4161 2F/115V/1Ph/DS/cCSAus/(4161-0002) | https://www.zoellerpumps.com/en-us/products/sump-effluent-pumps/commercial/160-series | EA | 2160 |  | 53514061715 | 7 Weeks | 92 | LB | 22.62 | 11.75 | 14.75 | 1 Year | YES
4261-0004 | E4161 2F/230V/1Ph/cCSAus/(4161-0004) | E4161 2F/230V/1Ph/cCSAus/UL/(4161-0004) | https://www.zoellerpumps.com/en-us/products/sump-effluent-pumps/commercial/160-series | EA | 2060 |  | 53514077457 | 7 Weeks | 90 | LB | 22.62 | 11.75 | 14.75 | 1 Year | YES
4261-0005 | J4161 2F/200-208V/3Ph/DS/cCSAus/(4161-0006) | J4161 2F/200-208V/3Ph/DS/cCSAus/UL/(4161-0006) | https://www.zoellerpumps.com/en-us/products/sump-effluent-pumps/commercial/160-series | EA | 2130 |  | 53514062743 | 7 Weeks | 92 | LB | 22.62 | 11.75 | 14.75 | 1 Year | YES
4261-0007 | G4161 2F/460V/3Ph/Dbl Sl/cCSAus/(4161-0008) | G4161 2F/460V/3Ph/Dbl Sl/cCSAus/UL/(4161-0008) | https://www.zoellerpumps.com/en-us/products/sump-effluent-pumps/commercial/160-series | EA | 2160 |  | 53514071448 | 7 Weeks | 92 | LB | 22.62 | 11.75 | 14.75 | 1 Year | YES
4261-0008 | I4161 2F/25'Cd/200-208V/1Ph/DS/cCSAus/(4161-0021) | I4161 2F/25'Cd/200-208V/1Ph/DS/cCSAus/(4161-0021) | https://www.zoellerpumps.com/en-us/products/sump-effluent-pumps/commercial/160-series | EA | 2120 |  | 53514143367 | 7 Weeks | 92 | LB | 22.62 | 11.75 | 14.75 | 1 Year | YES
4261-0009 | J4161 2F/25'Cd/200-208V/3Ph/DS/cCSAus/(4161-0023) | J4161 2F/25'Cd/200-208V/3Ph/DS/cCSAus/UL/(4161-0023) | https://www.zoellerpumps.com/en-us/products/sump-effluent-pumps/commercial/160-series | EA | 2240 |  | 53514174477 | 7 Weeks | 94 | LB | 22.62 | 11.75 | 14.75 | 1 Year | YES
4261-0010 | I4161 2F/200-208V/1Ph/DS/cCSAus/(4161-0005) | I4161 2F/200-208V/1Ph/DS/cCSAus/(4161-0005) | https://www.zoellerpumps.com/en-us/products/sump-effluent-pumps/commercial/160-series | EA | 2120 |  | 53514181437 | 7 Weeks | 91 | LB | 22.62 | 11.75 | 14.75 | 1 Year | YES
4261-0011 | G4161 2F/25'Cd/460V/3Ph/DS/cCSAus/(4161-0020) | G4161 2F/25'Cd/460V/3Ph/DS/cCSAus/UL/(4161-0020) | https://www.zoellerpumps.com/en-us/products/sump-effluent-pumps/commercial/160-series | EA | 2260 |  | 53514259259 | 7 Weeks | 98 | LB | 22.62 | 11.75 | 14.75 | 1 Year | YES
4261-0012 | N4161 2F/25'Cd/115V/1Ph/DS/cCSAus/(4161-0018) | N4161 2F/25'Cd/115V/1Ph/DS/cCSAus/(4161-0018) | https://www.zoellerpumps.com/en-us/products/sump-effluent-pumps/commercial/160-series | EA | 2230 |  | 53514260729 | 7 Weeks | 89 | LB | 22.62 | 11.75 | 14.75 | 1 Year | YES
4261-0013 | G4161 2F/50'Cd/460V/3Ph/DS/cCSAus/(4161-0017) | G4161 2F/50'Cd/460V/3Ph/DS/cCSAus/UL/(4161-0017) | https://www.zoellerpumps.com/en-us/products/sump-effluent-pumps/commercial/160-series | EA | 2280 |  | 53514315337 | 7 Weeks | 101 | LB | 22.65 | 11.75 | 14.75 | 1 Year | YES
4261-0014 | G4161 2F/35'Cd/460V/3Ph/DS/cCSAus/(4161-0022) | G4161 2F/35'Cd/460V/3Ph/DS/cCSAus/UL/(4161-0022) | https://www.zoellerpumps.com/en-us/products/sump-effluent-pumps/commercial/160-series | EA | 2230 |  | 53514332464 | 7 Weeks | 98 | LB | 22.62 | 11.75 | 14.75 | 1 Year | YES
4261-0015 | N4161 2F/35'Cd/115V/1Ph/DS/cCSAus/(4161-0019) | N4161 2F/35'Cd/115V/1Ph/DS/cCSAus/(4161-0019) | https://www.zoellerpumps.com/en-us/products/sump-effluent-pumps/commercial/160-series | EA | 2270 |  | 53514342258 | 7 Weeks | 90 | LB | 22.62 | 11.75 | 14.75 | 1 Year | YES
4261-0017 | E4161 2F/35'Cd/230V/1Ph/cCSAus/(4161-0030) | E4161 2F/35'Cd/230V/1Ph/cCSAus/UL/(4161-0030) | https://www.zoellerpumps.com/en-us/products/sump-effluent-pumps/commercial/160-series | EA | 2150 |  | 53514364953 | 7 Weeks | 91 | LB | 22.62 | 11.75 | 14.75 | 1 Year | YES
4261-0018 | F4161 2F/230V/3Ph/cCSAus/(4161-0007) | F4161 2F/230V/3Ph/cCSAus/UL/(4161-0007) | https://www.zoellerpumps.com/en-us/products/sump-effluent-pumps/commercial/160-series | EA | 2160 |  | 53514453459 | 7 Weeks | 90 | LB | 22.62 | 11.75 | 14.75 | 1 Year | YES
4263-0002 | N4163 2F/115V/1Ph/DS/cCSAus/(4163-0002) | N4163 2F/115V/1Ph/DS/cCSAus/(4163-0002) | https://www.zoellerpumps.com/en-us/products/sump-effluent-pumps/commercial/160-series | EA | 2160 |  | 53514068035 | 7 Weeks | 88 | LB | 22.62 | 11.75 | 14.75 | 1 Year | YES
4263-0004 | E4163 2F/230V/1Ph/Dbl Sl/cCSAus/(4163-0004) | E4163 2F/230V/1Ph/Dbl Sl/cCSAus/UL/(4163-0004) | https://www.zoellerpumps.com/en-us/products/sump-effluent-pumps/commercial/160-series | EA | 2050 |  | 53514070038 | 7 Weeks | 92 | LB | 22.62 | 11.75 | 14.75 | 1 Year | YES
4263-0005 | I4163 2F/200-208V/1Ph/DS/cCSAus/(4163-0005) | I4163 2F/200-208V/1Ph/DS/cCSAus/(4163-0005) | https://www.zoellerpumps.com/en-us/products/sump-effluent-pumps/commercial/160-series | EA | 2110 |  | 53514057961 | 7 Weeks | 92 | LB | 22.62 | 11.75 | 14.75 | 1 Year | YES
4263-0006 | G4163 2F/460V/3Ph/DS/cCSAus/(4163-0008) | G4163 2F/460V/3Ph/DS/cCSAus/UL/(4163-0008) | https://www.zoellerpumps.com/en-us/products/sump-effluent-pumps/commercial/160-series | EA | 2150 |  | 53514071998 | 7 Weeks | 88 | LB | 22.62 | 11.75 | 14.75 | 1 Year | YES
4263-0008 | J4163 2F/200-208V/3Ph/DS/cCSAus/(4163-0006) | J4163 2F/200-208V/3Ph/DS/cCSAus/UL/(4163-0006) | https://www.zoellerpumps.com/en-us/products/sump-effluent-pumps/commercial/160-series | EA | 2130 |  | 53514094300 | 7 Weeks | 91 | LB | 22.62 | 11.75 | 14.75 | 1 Year | YES
4263-0009 | N4163 2F/115V/1Ph/DS/ED/(4163-0019) | N4163 2F/115V/1Ph/DS/ED/(4163-0019) | https://www.zoellerpumps.com/en-us/products/sump-effluent-pumps/commercial/160-series | EA | 2190 |  | 53514122799 | 7 Weeks | 88 | LB | 22.62 | 11.75 | 14.75 | 1 Year | YES
4263-0010 | J4163 2F/25'Cd/200-208V/3Ph/DS/cCSAus/(4163-0021) | J4163 2F/25'Cd/200-208V/3Ph/DS/cCSAus/UL/(4163-0021) | https://www.zoellerpumps.com/en-us/products/sump-effluent-pumps/commercial/160-series | EA | 2230 |  | 53514172114 | 7 Weeks | 91 | LB | 22.62 | 11.75 | 14.75 | 1 Year | YES
4263-0011 | E4163 2F/35'Cd/230V/1Ph/DS/cCSAus/(4163-0018) | E4163 2F/35'Cd/230V/1Ph/DS/cCSAus/UL/(4163-0018) | https://www.zoellerpumps.com/en-us/products/sump-effluent-pumps/commercial/160-series | EA | 2150 |  | 53514374136 | 7 Weeks | 92 | LB | 22.62 | 11.75 | 14.75 | 1 Year | YES
4263-0012 | I4163 2F/25'Cd/200-208V/1Ph/DS/cCSAus/(4163-0012) | I4163 2F/25'Cd/200-208V/1Ph/DS/cCSAus/(4163-0012) | https://www.zoellerpumps.com/en-us/products/sump-effluent-pumps/commercial/160-series | EA | 2120 |  | 53514376208 | 7 Weeks | 92 | LB | 22.62 | 11.75 | 14.75 | 1 Year | YES
4263-0013 | N4163 2F/25'Cd/115V/1Ph/DS/cCSAus/(4163-0022) | N4163 2F/25'Cd/115V/1Ph/DS/cCSAus/(4163-0022) | https://www.zoellerpumps.com/en-us/products/sump-effluent-pumps/commercial/160-series | EA | 2220 |  | 53514482312 | 7 Weeks | 88 | LB | 22.62 | 11.75 | 14.75 | 1 Year | YES
4265-0004 | E4165 2F/230V/1Ph/Dbl Sl/cCSAus/(4165-0004) | E4165 2F/230V/1Ph/Dbl Sl/cCSAus/UL/(4165-0004) | https://www.zoellerpumps.com/en-us/products/sump-effluent-pumps/commercial/160-series | EA | 2310 |  | 53514059972 | 7 Weeks | 91 | LB | 22.62 | 11.75 | 14.75 | 1 Year | YES
4265-0005 | J4165 2F/200-208V/3Ph/DS/cCSAus/(4165-0006) | J4165 2F/200-208V/3Ph/DS/cCSAus/UL/(4165-0006) | https://www.zoellerpumps.com/en-us/products/sump-effluent-pumps/commercial/160-series | EA | 2400 |  | 53514063092 | 7 Weeks | 92 | LB | 22.62 | 11.75 | 14.75 | 1 Year | YES
4265-0007 | G4165 2F/460V/3Ph/DS/cCSAus/(4165-0008) | G4165 2F/460V/3Ph/DS/cCSAus/UL/(4165-0008) | https://www.zoellerpumps.com/en-us/products/sump-effluent-pumps/commercial/160-series | EA | 2430 |  | 53514142056 | 7 Weeks | 91 | LB | 22.62 | 11.75 | 14.75 | 1 Year | YES
4265-0008 | I4165 2F/25' Cord/208-200V/1Ph/DS/cCSAus/4165-0019) | I4165 2F/25' Cord/208-200V/1Ph/DS/cCSAus/4165-0019) | https://www.zoellerpumps.com/en-us/products/sump-effluent-pumps/commercial/160-series | EA | 2320 |  | 53514227708 | 7 Weeks | 92 | LB | 22.62 | 11.75 | 14.75 | 1 Year | YES
4265-0009 | I4165 2F/200-208V/1Ph/Dbl Sl/cCSAus/(4165-0005) | I4165 2F/200-208V/1Ph/Dbl Sl/cCSAus/UL/(4165-0005) | https://www.zoellerpumps.com/en-us/products/sump-effluent-pumps/commercial/160-series | EA | 2240 |  | 53514279899 | 7 Weeks | 91 | LB | 22.62 | 11.75 | 14.75 | 1 Year | YES
4265-0010 | J4165 50'Cd/2F/200-208V/3Ph/DS/cCSAus/(4165-0023) | J4165 50'Cd/2F/200-208V/3Ph/DS/cCSAus/UL/(4165-0023) | https://www.zoellerpumps.com/en-us/products/sump-effluent-pumps/commercial/160-series | EA | 2530 |  | 53514362430 | 7 Weeks | 92 | LB | 22.62 | 11.75 | 14.75 | 1 Year | YES
4265-0011 | G4165 25'Cd/2F/460V/3Ph/DS/cCSAus/(4165-0018) | G4165 25'Cd/2F/460V/3Ph/DS/cCSAus/UL/(4165-0018) | https://www.zoellerpumps.com/en-us/products/sump-effluent-pumps/commercial/160-series | EA | 2540 |  | 53514427061 | 7 Weeks | 91 | LB | 22.62 | 11.75 | 14.75 | 1 Year | YES
4270-0002 | N4270 115V/1Ph/DS/cCSAus | N4270 115V/1Ph/DS/cCSAus | https://www.zoellerpumps.com/en-us/products/sewage-pumps/commercial/270-series | EA | 1180 |  | 53514057831 | 7 Weeks | 73 | LB | 16.5 | 11 | 13.75 | 1 Year | YES
4270-0004 | E4270 230V/1Ph/Dbl Sl/cCSAus | E4270 230V/1Ph/Dbl Sl/cCSAus | https://www.zoellerpumps.com/en-us/products/sewage-pumps/commercial/270-series | EA | 1330 |  | 53514062606 | 7 Weeks | 73 | LB | 16.5 | 11 | 13.75 | 1 Year | YES
4270-0010 | N4270 35' Cd/115V/1Ph/DS/cCSAus | N4270 35' Cd/115V/1Ph/DS/cCSAus | https://www.zoellerpumps.com/en-us/products/sewage-pumps/commercial/270-series | EA | 1260 |  | 53514315450 | 7 Weeks | 73 | LB | 16.5 | 11 | 13.75 | 1 Year | YES
4270-0012 | E4270 35'Cd/230V/1Ph/DS/cCSAus | E4270 35'Cd/230V/1Ph/DS/cCSAus | https://www.zoellerpumps.com/en-us/products/sewage-pumps/commercial/270-series | EA | 1410 |  | 53514378349 | 7 Weeks | 73 | LB | 16.5 | 11 | 13.75 | 1 Year | YES
4270-0013 | N4270 115V/1Ph/DS/cCSAus/Bronze Impeller | N4270 115V/1Ph/DS/cCSAus/Bronze Impeller | https://www.zoellerpumps.com/en-us/products/sewage-pumps/commercial/270-series | EA | 1300 |  | 53514438302 | 7 Weeks | 73 | LB | 16.5 | 11 | 13.75 | 1 Year | YES
4270-0014 | E4270 50'Cd/230V/1Ph/DS/cCSAus | E4270 50'Cd/230V/1Ph/DS/cCSAus | https://www.zoellerpumps.com/en-us/products/sewage-pumps/commercial/270-series | EA | 1450 |  | 53514451219 | 7 Weeks | 73 | LB | 16.5 | 11 | 13.75 | 1 Year | YES
4282-0002 | N4282 2F/115V/1Ph/DS/cCSAus | N4282 2F/115V/1Ph/DS/cCSAus/UL | https://www.zoellerpumps.com/en-us/products/sewage-pumps/commercial/280-series | EA | 1960 |  | 53514051143 | 7 Weeks | 88 | LB | 22.62 | 11.75 | 14.75 | 1 Year | YES
4282-0004 | E4282 2F/230V/1Ph/DS/cCSAus | E4282 2F/230V/1Ph/DS/cCSAus/UL | https://www.zoellerpumps.com/en-us/products/sewage-pumps/commercial/280-series | EA | 1930 |  | 53514051167 | 7 Weeks | 88 | LB | 22.62 | 11.75 | 14.75 | 1 Year | YES
4282-0005 | I4282 2F/200-208V/1Ph/DS/cCSAus | I4282 2F/200-208V/1Ph/DS/cCSAus | https://www.zoellerpumps.com/en-us/products/sewage-pumps/commercial/280-series | EA | 1950 |  | 53514051181 | 7 Weeks | 88 | LB | 22.62 | 11.75 | 14.75 | 1 Year | YES
4282-0006 | J4282 2F/200-208V/3Ph/DS/cCSAus | J4282 2F/200-208V/3Ph/DS/cCSAus/UL | https://www.zoellerpumps.com/en-us/products/sewage-pumps/commercial/280-series | EA | 2040 |  | 53514051204 | 7 Weeks | 88 | LB | 22.62 | 11.75 | 14.75 | 1 Year | YES
4282-0007 | F4282 2F/230V/3Ph/DS/cCSAus | F4282 2F/230V/3Ph/DS/cCSAus/UL | https://www.zoellerpumps.com/en-us/products/sewage-pumps/commercial/280-series | EA | 2040 |  | 53514051228 | 7 Weeks | 88 | LB | 22.62 | 11.75 | 14.75 | 1 Year | YES
4282-0008 | G4282 2F/460V/3Ph/DS/cCSAus | G4282 2F/460V/3Ph/DS/cCSAus/UL | https://www.zoellerpumps.com/en-us/products/sewage-pumps/commercial/280-series | EA | 2040 |  | 53514051242 | 7 Weeks | 88 | LB | 22.62 | 11.75 | 14.75 | 1 Year | YES
4282-0016 | N4282 2F/25'Cd/115V/1Ph/DS/cCSAus | N4282 2F/25'Cd/115V/1Ph/DS/cCSAus/UL | https://www.zoellerpumps.com/en-us/products/sewage-pumps/commercial/280-series | EA | 1990 |  | 53514069360 | 7 Weeks | 91 | LB | 22.62 | 11.75 | 14.75 | 1 Year | YES
4282-0017 | J4282 2F/35'Cd/200-208V/3Ph/DS/cCSAus | J4282 2F/35'Cd/200-208V/3Ph/DS/cCSAus/UL | https://www.zoellerpumps.com/en-us/products/sewage-pumps/commercial/280-series | EA | 2120 |  | 53514072933 | 7 Weeks | 93 | LB | 22.62 | 11.75 | 14.75 | 1 Year | YES
4282-0020 | G4282 2F/35'Cd/460V/3Ph/DS/cCSAus | G4282 2F/35'Cd/460V/3Ph/DS/cCSAus/UL | https://www.zoellerpumps.com/en-us/products/sewage-pumps/commercial/280-series | EA | 2120 |  | 53514092542 | 7 Weeks | 94 | LB | 22.62 | 11.75 | 14.75 | 1 Year | YES
4282-0021 | E4282 2F/25'Cd/230V/1Ph/DS/cCSAus | E4282 2F/25'Cd/230V/1Ph/DS/cCSAus/UL | https://www.zoellerpumps.com/en-us/products/sewage-pumps/commercial/280-series | EA | 1960 |  | 53514092962 | 7 Weeks | 88 | LB | 22.62 | 11.75 | 14.75 | 1 Year | YES
4282-0022 | F4282 2F/25'Cd/230V/3Ph/DS/cCSAus | F4282 2F/25'Cd/230V/3Ph/DS/cCSAus/UL | https://www.zoellerpumps.com/en-us/products/sewage-pumps/commercial/280-series | EA | 2160 |  | 53514098964 | 7 Weeks | 91 | LB | 22.62 | 11.75 | 14.75 | 1 Year | YES
4282-0023 | I4282 2F/50'Cd/200-208V/1Ph/DS/cCSAus | I4282 2F/50'Cd/200-208V/1Ph/DS/cCSAus | https://www.zoellerpumps.com/en-us/products/sewage-pumps/commercial/280-series | EA | 2050 |  | 53514143343 | 7 Weeks | 94 | LB | 22.62 | 11.75 | 14.75 | 1 Year | YES
4282-0024 | I4282 2F/35'Cd/200-208V/1Ph/DS/cCSAus | I4282 2F/35'Cd/200-208V/1Ph/DS/cCSAus | https://www.zoellerpumps.com/en-us/products/sewage-pumps/commercial/280-series | EA | 2000 |  | 53514143503 | 7 Weeks | 94 | LB | 22.62 | 11.75 | 14.75 | 1 Year | YES
4282-0026 | N4282 2F/35'Cd/115V/1Ph/DS/cCSAus | N4282 2F/35'Cd/115V/1Ph/DS/cCSAus/UL | https://www.zoellerpumps.com/en-us/products/sewage-pumps/commercial/280-series | EA | 2100 |  | 53514164041 | 7 Weeks | 93 | LB | 22.62 | 11.75 | 14.75 | 1 Year | YES
4282-0027 | E4282 2F/35'Cd/230V/1Ph/DS/cCSAus | E4282 2F/35'Cd/230V/1Ph/DS/cCSAus/UL | https://www.zoellerpumps.com/en-us/products/sewage-pumps/commercial/280-series | EA | 2070 |  | 53514181345 | 7 Weeks | 89 | LB | 22.62 | 11.75 | 14.75 | 1 Year | YES
4282-0028 | N4282 2F/50'Cd/115V/1Ph/DS/cCSAus | N4282 2F/50'Cd/115V/1Ph/DS/cCSAus/UL | https://www.zoellerpumps.com/en-us/products/sewage-pumps/commercial/280-series | EA | 2200 |  | 53514184094 | 7 Weeks | 97 | LB | 22.62 | 11.75 | 14.75 | 1 Year | YES
4282-0029 | I4282 2F/25'Cd/200-208V/1Ph/DS/cCSAus | I4282 2F/25'Cd/200-208V/1Ph/DS/cCSAus | https://www.zoellerpumps.com/en-us/products/sewage-pumps/commercial/280-series | EA | 1980 |  | 53514189914 | 7 Weeks | 93 | LB | 22.62 | 11.75 | 14.75 | 1 Year | YES
4282-0030 | J4282 2F/25'Cd/200-208V/3Ph/DS/cCSAus | J4282 2F/25'Cd/200-208V/3Ph/DS/cCSAus/UL | https://www.zoellerpumps.com/en-us/products/sewage-pumps/commercial/280-series | EA | 2160 |  | 53514242312 | 7 Weeks | 93 | LB | 22.62 | 11.75 | 14.75 | 1 Year | YES
4282-0031 | E4282 2F/50'Cd/230V/1Ph/DS/cCSAus | E4282 2F/50'Cd/230V/1Ph/DS/cCSAus/UL | https://www.zoellerpumps.com/en-us/products/sewage-pumps/commercial/280-series | EA | 2120 |  | 53514247911 | 7 Weeks | 89 | LB | 22.62 | 11.75 | 14.75 | 1 Year | YES
4282-0032 | G4282 2F/25'Cd/460V/3Ph/DS/cCSAus | G4282 2F/25'Cd/460V/3Ph/DS/cCSAus/UL | https://www.zoellerpumps.com/en-us/products/sewage-pumps/commercial/280-series | EA | 2140 |  | 53514256227 | 7 Weeks | 94 | LB | 22.62 | 11.75 | 14.75 | 1 Year | YES
4282-0033 | BA4282 2F/575V/3Ph/DS/cCSAus/(150835) | BA4282 2F/575V/3Ph/DS/cCSAus/(150835) | https://www.zoellerpumps.com/en-us/products/sewage-pumps/commercial/280-series | EA | 2080 |  | 53514272074 | 7 Weeks | 88 | LB | 22.62 | 11.75 | 14.75 | 1 Year | YES
4282-0034 | F4282 2F/35'Cd/230V/3Ph/DS/cCSAus | F4282 2F/35'Cd/230V/3Ph/DS/cCSAus/UL | https://www.zoellerpumps.com/en-us/products/sewage-pumps/commercial/280-series | EA | 2120 |  | 53514313708 | 7 Weeks | 91 | LB | 22.62 | 11.75 | 14.75 | 1 Year | YES
4282-0036 | J4282 2F/50'Cd/200-208V/3Ph/DS/cCSAus | J4282 2F/50'Cd/200-208V/3Ph/DS/cCSAus | https://www.zoellerpumps.com/en-us/products/sewage-pumps/commercial/280-series | EA | 2180 |  | 53514478483 | 7 Weeks | 94 | LB | 22.62 | 11.75 | 14.75 | 1 Year | YES
4284-0004 | E4284 2F/230V/1Ph/DS/cCSAus | E4284 2F/230V/1Ph/DS/cCSAus/UL | https://www.zoellerpumps.com/en-us/products/sewage-pumps/commercial/280-series | EA | 2060 |  | 53514051396 | 7 Weeks | 91 | LB | 22.62 | 11.75 | 14.75 | 1 Year | YES
4284-0005 | I4284 2F/200-208V/1Ph/DS/cCSAus | I4284 2F/200-208V/1Ph/DS/cCSAus | https://www.zoellerpumps.com/en-us/products/sewage-pumps/commercial/280-series | EA | 2070 |  | 53514051419 | 7 Weeks | 91 | LB | 22.62 | 11.75 | 14.75 | 1 Year | YES
4284-0006 | J4284 2F/200-208V/3Ph/DS/cCSAus | J4284 2F/200-208V/3Ph/DS/cCSAus/UL | https://www.zoellerpumps.com/en-us/products/sewage-pumps/commercial/280-series | EA | 2080 |  | 53514051433 | 7 Weeks | 91 | LB | 22.62 | 11.75 | 14.75 | 1 Year | YES
4284-0007 | F4284 2F/230V/3Ph/DS/cCSAus | F4284 2F/230V/3Ph/DS/cCSAus/UL | https://www.zoellerpumps.com/en-us/products/sewage-pumps/commercial/280-series | EA | 2080 |  | 53514051457 | 7 Weeks | 91 | LB | 22.62 | 11.75 | 14.75 | 1 Year | YES
4284-0008 | G4284 2F/460V/3Ph/DS/cCSAus | G4284 2F/460V/3Ph/DS/cCSAus/UL | https://www.zoellerpumps.com/en-us/products/sewage-pumps/commercial/280-series | EA | 2080 |  | 53514051792 | 7 Weeks | 91 | LB | 22.62 | 11.75 | 14.75 | 1 Year | YES
4284-0014 | F4284 2F/25'Cd/230V/3Ph/DS/cCSAus | F4284 2F/25'Cd/230V/3Ph/DS/cCSAus/UL/ | https://www.zoellerpumps.com/en-us/products/sewage-pumps/commercial/280-series | EA | 2190 |  | 53514058845 | 7 Weeks | 93 | LB | 22.62 | 11.75 | 14.75 | 1 Year | YES
4284-0016 | E4284 2F/25'Cd/230V/1Ph/DS/cCSAus | E4284 2F/25'Cd/230V/1Ph/DS/cCSAus/UL/ | https://www.zoellerpumps.com/en-us/products/sewage-pumps/commercial/280-series | EA | 2080 |  | 53514066673 | 7 Weeks | 93 | LB | 22.62 | 11.75 | 14.75 | 1 Year | YES
4284-0019 | F4284 2F/35'Cd/230V/3Ph/DS/cCSAus | F4284 2F/35'Cd/230V/3Ph/DS/cCSAus/UL | https://www.zoellerpumps.com/en-us/products/sewage-pumps/commercial/280-series | EA | 2150 |  | 53514088934 | 7 Weeks | 96 | LB | 22.62 | 11.75 | 14.75 | 1 Year | YES
4284-0020 | I4284 2F/50'Cd/200-208V/1Ph/DS/cCSAus | I4284 2F/50'Cd/200-208V/1Ph/DS/cCSAus | https://www.zoellerpumps.com/en-us/products/sewage-pumps/commercial/280-series | EA | 2190 |  | 53514097486 | 7 Weeks | 99 | LB | 22.62 | 11.75 | 14.75 | 1 Year | YES
4284-0021 | J4284 2F/25'Cd/200-208V/3Ph/DS/cCSAus | J4284 2F/25'Cd/200-208V/3Ph/DS/cCSAus/UL | https://www.zoellerpumps.com/en-us/products/sewage-pumps/commercial/280-series | EA | 2190 |  | 53514104450 | 7 Weeks | 93 | LB | 22.62 | 11.75 | 14.75 | 1 Year | YES
4284-0022 | G4284 2F/25'Cd/460V/3Ph/DS/cCSAus | G4284 2F/25'Cd/460V/3Ph/DS/cCSAus/UL | https://www.zoellerpumps.com/en-us/products/sewage-pumps/commercial/280-series | EA | 2200 |  | 53514128692 | 7 Weeks | 94 | LB | 22.62 | 11.75 | 14.75 | 1 Year | YES
4284-0024 | J4284 2F/50'Cd/200-208V/3Ph/DS/cCSAus | J4284 2F/50'Cd/200-208V/3Ph/DS/cCSAus/UL | https://www.zoellerpumps.com/en-us/products/sewage-pumps/commercial/280-series | EA | 2230 |  | 53514184506 | 7 Weeks | 91 | LB | 22.62 | 11.75 | 14.75 | 1 Year | YES
4284-0026 | F4284 2F/50'Cd/230V/3Ph/DS/cCSAus | F4284 2F/50'Cd/230V/3Ph/DS/cCSAus/UL | https://www.zoellerpumps.com/en-us/products/sewage-pumps/commercial/280-series | EA | 2230 |  | 53514202460 | 7 Weeks | 98 | LB | 22.62 | 11.75 | 14.75 | 1 Year | YES
4284-0027 | G4284 2F/50'Cd/460V/3Ph/DS/cCSAus | G4284 2F/50'Cd/460V/3Ph/DS/cCSAus/UL/ | https://www.zoellerpumps.com/en-us/products/sewage-pumps/commercial/280-series | EA | 2230 |  | 53514214531 | 7 Weeks | 94 | LB | 22.62 | 11.75 | 14.75 | 1 Year | YES
4284-0028 | J4284 2F/35'Cd/200-208V/3Ph/DS/cCSAus | J4284 2F/35'Cd/200-208V/3Ph/DS/cCSAus/UL | https://www.zoellerpumps.com/en-us/products/sewage-pumps/commercial/280-series | EA | 2200 |  | 53514222024 | 7 Weeks | 94 | LB | 22.62 | 11.75 | 14.75 | 1 Year | YES
4284-0030 | E4284 2F/35'Cd/230V/1Ph/DS/cCSAus | E4284 2F/35'Cd/230V/1Ph/DS/cCSAus/UL | https://www.zoellerpumps.com/en-us/products/sewage-pumps/commercial/280-series | EA | 2190 |  | 53514325879 | 7 Weeks | 94 | LB | 22.62 | 11.75 | 14.75 | 1 Year | YES
4284-0031 | I4284 2F/25'Cd/200-208V/1Ph/DS/cCSAus | I4284 2F/25'Cd/200-208V/1Ph/DS/cCSAus | https://www.zoellerpumps.com/en-us/products/sewage-pumps/commercial/280-series | EA | 2120 |  | 53514351274 | 7 Weeks | 98 | LB | 22.62 | 11.75 | 14.75 | 1 Year | YES
4285-0004 | E4185 2F/230V/1Ph/DS/cCSAus/(4185-0004) | E4185 2F/230V/1Ph/DS/cCSAus/UL/(4185-0004) | https://www.zoellerpumps.com/en-us/products/sump-effluent-pumps/commercial/180-190-series | EA | 2270 |  | 53514100278 | 7 Weeks | 92 | LB | 22.62 | 11.75 | 14.75 | 1 Year | YES
4285-0005 | G4185 2F/460V/3Ph/DS/cCSAus/(4185-0008) | G4185 2F/460V/3Ph/DS/cCSAus/UL/(4185-0008) | https://www.zoellerpumps.com/en-us/products/sump-effluent-pumps/commercial/180-190-series | EA | 2400 |  | 53514150853 | 7 Weeks | 93 | LB | 22.62 | 11.75 | 14.75 | 1 Year | YES
4285-0006 | J4185 2F/50'Cd/200-208V/3Ph/DS/cCSAus/(4185-0014) | J4185 2F/50'Cd/200-208V/3Ph/DS/cCSAus/UL/(4185-0014) | https://www.zoellerpumps.com/en-us/products/sump-effluent-pumps/commercial/180-190-series | EA | 2500 |  | 53514258344 | 7 Weeks | 93 | LB | 23.75 | 11.75 | 14.75 | 1 Year | YES
4285-0007 | J4185 2F/200-208V/3Ph/DS/cCSAus/(4185-0006) | J4185 2F/200-208V/3Ph/DS/cCSAus/UL/(4185-0006) | https://www.zoellerpumps.com/en-us/products/sump-effluent-pumps/commercial/180-190-series | EA | 2370 |  | 53514265878 | 7 Weeks | 91 | LB | 22.62 | 11.75 | 14.75 | 1 Year | YES
4285-0008 | F4185 2F/230V/3Ph/DS/cCSAus/(4185-0007) | F4185 2F/230V/3Ph/DS/cCSAus/UL/(4185-0007) | https://www.zoellerpumps.com/en-us/products/sump-effluent-pumps/commercial/180-190-series | EA | 2410 |  | 53514369170 | 7 Weeks | 91 | LB | 22.62 | 11.75 | 14.75 | 1 Year | YES
4285-0011 | G4185 2F/35'Cd/460V/3Ph/DS/cCSAus/(4185-0021) | G4185 2F/35'Cd/460V/3Ph/DS/cCSAus/(4185-0021) | https://www.zoellerpumps.com/en-us/products/sump-effluent-pumps/commercial/180-190-series | EA | 2480 |  | 53514464318 | 7 Weeks | 93 | LB | 22.62 | 11.75 | 14.75 | 1 Year | YES
4286-0004 | E4186 2F/230V/1Ph/DS/CSA/(4186-0004) | E4186 2F/230V/1Ph/DS/CSA/(4186-0004) | https://www.zoellerpumps.com/en-us/products/sump-effluent-pumps/commercial/180-190-series | EA | 2490 |  | 53514078638 | 7 Weeks | 96 | LB | 22.62 | 11.75 | 14.75 | 1 Year | YES
4286-0006 | E4186 35'Cd/2F/230V/1Ph/DS/CSA/(4186-0012) | E4186 35'Cd/2F/230V/1Ph/DS/CSA/(4186-0012) | https://www.zoellerpumps.com/en-us/products/sump-effluent-pumps/commercial/180-190-series | EA | 2590 |  | 53514337605 | 7 Weeks | 98 | LB | 22.62 | 11.75 | 14.75 | 1 Year | YES
4286-0007 | G4186 2F/460V/3Ph/DS/cCSAus/(4186-0006) | G4186 2F/460V/3Ph/DS/cCSAus/(4186-0006) | https://www.zoellerpumps.com/en-us/products/sump-effluent-pumps/commercial/180-190-series | EA | 2700 |  | 53514385866 | 7 Weeks | 97 | LB | 22.62 | 11.75 | 14.75 | 1 Year | YES
4286-0008 | F4186 35'Cd/2F/230V/3Ph/DS/CSA/(4186-0015) | F4186 35'Cd/2F/230V/3Ph/DS/CSA/(4186-0015) | https://www.zoellerpumps.com/en-us/products/sump-effluent-pumps/commercial/180-190-series | EA | 2780 |  | 53514485757 | 7 Weeks | 98 | LB | 98 | 0 | 0 | 1 Year | YES
4288-0004 | E4188 2F/230V/1Ph/DS/CSA/(4188-0004) | E4188 2F/230V/1Ph/DS/CSA/(4188-0004) | https://www.zoellerpumps.com/en-us/products/sump-effluent-pumps/commercial/180-190-series | EA | 2620 |  | 53514093013 | 7 Weeks | 98 | LB | 22.62 | 11.75 | 14.75 | 1 Year | YES
4288-0005 | J4188 2F/200-208V/3Ph/DS/cCSAus/(4188-0006) | J4188 2F/200-208V/3Ph/DS/cCSAus/UL/(4188-0006) | https://www.zoellerpumps.com/en-us/products/sump-effluent-pumps/commercial/180-190-series | EA | 2850 |  | 53514060381 | 7 Weeks | 96 | LB | 22.62 | 11.75 | 14.75 | 1 Year | YES
4288-0006 | J4188 2F/35'Cd/200V/3Ph/DS/cCSAus/(4188-0014) | J4188 2F/35'Cd/200V/3Ph/DS/cCSAus/UL/(4188-0014) | https://www.zoellerpumps.com/en-us/products/sump-effluent-pumps/commercial/180-190-series | EA | 2910 |  | 53514079505 | 7 Weeks | 100 | LB | 22.62 | 11.75 | 14.75 | 1 Year | YES
4288-0007 | G4188 2F/35'Cd/460V/3Ph/DS/cCSAus/(4188-0015) | G4188 2F/35'Cd/460V/3Ph/DS/cCSAus/UL/(4188-0015) | https://www.zoellerpumps.com/en-us/products/sump-effluent-pumps/commercial/180-190-series | EA | 2910 |  | 53514084066 | 7 Weeks | 96 | LB | 22.62 | 11.75 | 14.75 | 1 Year | YES
4288-0008 | G4188 2F/460V/3Ph/DS/cCSAus/(4188-0008) | G4188 2F/460V/3Ph/DS/cCSAus/UL/(4188-0008) | https://www.zoellerpumps.com/en-us/products/sump-effluent-pumps/commercial/180-190-series | EA | 2840 |  | 53514084004 | 7 Weeks | 96 | LB | 22.62 | 11.75 | 14.75 | 1 Year | YES
4288-0009 | J4188 2F/50'Cd/200V/3Ph/DS/cCSAus/(4188-0016) | J4188 2F/50'Cd/200V/3Ph/DS/cCSAus/UL/(4188-0016) | https://www.zoellerpumps.com/en-us/products/sump-effluent-pumps/commercial/180-190-series | EA | 3000 |  | 53514096748 | 7 Weeks | 104 | LB | 22.62 | 11.75 | 14.75 | 1 Year | YES
4288-0010 | I4188 2F/200-208V/1Ph/DS/cCSAus/(4188-0005) | I4188 2F/200-208V/1Ph/DS/cCSAus/(4188-0005) | https://www.zoellerpumps.com/en-us/products/sump-effluent-pumps/commercial/180-190-series | EA | 2590 |  | 53514100483 | 7 Weeks | 98 | LB | 22.62 | 11.75 | 14.75 | 1 Year | YES
4288-0012 | J4188 2F/25'Cd/200V/3Ph/DS/cCSAus/(4188-0018) | J4188 2F/25'Cd/200V/3Ph/DS/cCSAus/UL/(4188-0018) | https://www.zoellerpumps.com/en-us/products/sump-effluent-pumps/commercial/180-190-series | EA | 2860 |  | 53514177614 | 7 Weeks | 100 | LB | 22.62 | 11.75 | 14.75 | 1 Year | YES
4288-0013 | G4188 2F/25'Cd/460V/3Ph/DS/cCSAus/(4188-0019) | G4188 2F/25'Cd/460V/3Ph/DS/cCSAus/UL/(4188-0019) | https://www.zoellerpumps.com/en-us/products/sump-effluent-pumps/commercial/180-190-series | EA | 2940 |  | 53514204471 | 7 Weeks | 96 | LB | 22.62 | 11.75 | 14.75 | 1 Year | YES
4288-0014 | G4188 2F/50'Cd/460V/3Ph/DS/cCSAus/(4188-0021) | G4188 2F/50'Cd/460V/3Ph/DS/cCSAus/UL/(4188-0021) | https://www.zoellerpumps.com/en-us/products/sump-effluent-pumps/commercial/180-190-series | EA | 2960 |  | 53514206192 | 7 Weeks | 99 | LB | 22.62 | 11.75 | 14.75 | 1 Year | YES
4288-0015 | I4188 2F/25'Cd/200-208V/1Ph/DS/cCSAus/(4188-0025) | I4188 2F/25'Cd/200-208V/1Ph/DS/cCSAus/(4188-0025) | https://www.zoellerpumps.com/en-us/products/sump-effluent-pumps/commercial/180-190-series | EA | 2570 |  | 53514413972 | 7 Weeks | 98 | LB | 22.62 | 11.75 | 14.75 | 1 Year | YES
4289-0004 | E4189 2F/230V/1Ph/DS/CSA(4189-0004) | E4189 2F/230V/1Ph/DS/CSA(4189-0004) | https://www.zoellerpumps.com/en-us/products/sump-effluent-pumps/commercial/180-190-series | EA | 2520 |  | 53514079871 | 7 Weeks | 101 | LB | 22.62 | 11.75 | 14.75 | 1 Year | YES
4289-0005 | G4189 2F/460V/3Ph/DS/cCSAus/(4189-0009) | G4189 2F/460V/3Ph/DS/UL/cCSAus/(4189-0009) | https://www.zoellerpumps.com/en-us/products/sump-effluent-pumps/commercial/180-190-series | EA | 2710 |  | 53514058821 | 7 Weeks | 96 | LB | 22.62 | 11.75 | 14.75 | 1 Year | YES
4289-0006 | BA4189 2F/575V/3Ph/2Hp/DS/cCSAus/(4189-0016) | BA4189 2F/575V/3Ph/2Hp/DS/cCSAus/(4189-0016) | https://www.zoellerpumps.com/en-us/products/sump-effluent-pumps/commercial/180-190-series | EA | 2770 |  | 53514060794 | 7 Weeks | 96 | LB | 22.62 | 11.75 | 14.75 | 1 Year | YES
4289-0007 | J4189 2F/200-208V/3Ph/DS/cCSAus/(4189-0007) | J4189 2F/200-208V/3Ph/DS/cCSAus/UL/(4189-0007) | https://www.zoellerpumps.com/en-us/products/sump-effluent-pumps/commercial/180-190-series | EA | 2720 |  | 53514063061 | 7 Weeks | 96 | LB | 22.62 | 11.75 | 14.75 | 1 Year | YES
4289-0008 | E4189 2F/35'Cd/230V/1Ph/DS/CSA(4189-0017) | E4189 2F/35'Cd/230V/1Ph/DS/CSA(4189-0017) | https://www.zoellerpumps.com/en-us/products/sump-effluent-pumps/commercial/180-190-series | EA | 2620 |  | 53514069131 | 7 Weeks | 101 | LB | 22.62 | 11.75 | 14.75 | 1 Year | YES
4289-0010 | G4189 2F/50'Cd/460V/3Ph/DS/cCSAus/(4189-0020) | G4189 2F/50'Cd/460V/3Ph/DS/cCSAus/UL/(4189-0020) | https://www.zoellerpumps.com/en-us/products/sump-effluent-pumps/commercial/180-190-series | EA | 2830 |  | 53514079864 | 7 Weeks | 105 | LB | 22.62 | 11.75 | 14.75 | 1 Year | YES
4289-0011 | J4189 2F/25'Cd/200-208V/3P/DS/cCSAus/(4189-0022) | J4189 2F/25'Cd/200-208V/3P/DS/cCSAus/UL/(4189-0022) | https://www.zoellerpumps.com/en-us/products/sump-effluent-pumps/commercial/180-190-series | EA | 2730 |  | 53514112301 | 7 Weeks | 98 | LB | 22.62 | 11.75 | 14.75 | 1 Year | YES
4289-0012 | J4189 2F/35'Cd/200-208V/3P/DS/cCSAus/(4189-0024) | J4189 2F/35'Cd/200-208V/3P/DS/cCSAus/UL/(4189-0024) | https://www.zoellerpumps.com/en-us/products/sump-effluent-pumps/commercial/180-190-series | EA | 2790 |  | 53514233051 | 7 Weeks | 99 | LB | 22.62 | 11.75 | 14.75 | 1 Year | YES
4289-0013 | G4189 2F/25'Cd/460V/3Ph/DS/cCSAus/(4189-0027) | G4189 2F/25'Cd/460V/3Ph/DS/cCSAus/UL/(4189-0027) | https://www.zoellerpumps.com/en-us/products/sump-effluent-pumps/commercial/180-190-series | EA | 2820 |  | 53514311452 | 7 Weeks | 105 | LB | 23.75 | 11.75 | 14.75 | 1 Year | YES
4289-0014 | I4189 2F/200-208V/1Ph/DS/cCSAus/(4189-0006) | I4189 2F/200-208V/1Ph/DS/cCSAus/UL/(4189-0006) | https://www.zoellerpumps.com/en-us/products/sump-effluent-pumps/commercial/180-190-series | EA | 2540 |  | 53514333454 | 7 Weeks | 96 | LB | 22.62 | 11.75 | 14.75 | 1 Year | YES
4289-0015 | F4189 2F/35'Cd/230V/3Ph/DS/cCSAus/(4189-0028) | F4189 2F/35'Cd/230V/3Ph/DS/cCSAus/UL/(4189-0028) | https://www.zoellerpumps.com/en-us/products/sump-effluent-pumps/commercial/180-190-series | EA | 2830 |  | 53514351366 | 7 Weeks | 98 | LB | 22.62 | 11.75 | 14.75 | 1 Year | YES
4289-0016 | G4189 2F/35'Cd/460V/3Ph/DS/cCSAus/(4189-0026) | G4189 2F/35'Cd/460V/3Ph/DS/cCSAus/(4189-0026) | https://www.zoellerpumps.com/en-us/products/sump-effluent-pumps/commercial/180-190-series | EA | 2780 |  | 53514484248 | 7 Weeks | 100 | LB | 22.62 | 11.75 | 14.75 | 1 Year | YES
4289-0017 | I4189 2F/50'Cd/200-208V/1Ph/DS/cCSAus/(4189-0031) | I4189 2F/50'Cd/200-208V/1Ph/DS/cCSAus/(4189-0031) | https://www.zoellerpumps.com/en-us/products/sump-effluent-pumps/commercial/180-190-series | EA | 2700 |  | 53514485146 | 7 Weeks | 100 | LB | 22.62 | 11.75 | 14.75 | 1 Year | YES
4290-0004 | E4290 2F/230V/1Ph/DS/Wo Plug | E4290 2F/230V/1Ph/DS/Wo Plug | https://www.zoellerpumps.com/en-us/products/sump-effluent-pumps/commercial/180-190-series | EA | 3040 |  | 53514054960 | 7 Weeks | 102 | LB | 22.62 | 11.75 | 14.75 | 1 Year | YES
4290-0005 | F4290 2F/230V/3Ph/DS | F4290 2F/230V/3Ph/DS | https://www.zoellerpumps.com/en-us/products/sewage-pumps/commercial/290-series | EA | 3190 |  | 53514064426 | 7 Weeks | 102 | LB | 22.62 | 11.75 | 14.75 | 1 Year | YES
4290-0006 | G4290 2F/460V/3Ph/DS | G4290 2F/460V/3Ph/DS | https://www.zoellerpumps.com/en-us/products/sewage-pumps/commercial/290-series | EA | 3190 |  | 53514064433 | 7 Weeks | 102 | LB | 22.62 | 11.75 | 14.75 | 1 Year | YES
4290-0008 | I4290 2F/200-208V/1Ph/DS | I4290 2F/200-208V/1Ph/DS | https://www.zoellerpumps.com/en-us/products/sewage-pumps/commercial/290-series | EA | 3100 |  | 53514064440 | 7 Weeks | 102 | LB | 22.62 | 11.75 | 14.75 | 1 Year | YES
4290-0009 | J4290 2F/200-208V/3Ph/DS | J4290 2F/200-208V/3Ph/DS | https://www.zoellerpumps.com/en-us/products/sewage-pumps/commercial/290-series | EA | 3190 |  | 53514064457 | 7 Weeks | 102 | LB | 22.62 | 11.75 | 14.75 | 1 Year | YES
4290-0010 | BA4290 2F/575V/3P/Dbl Sl | BA4290 2F/575V/3P/Dbl Sl | https://www.zoellerpumps.com/en-us/products/sewage-pumps/commercial/290-series | EA | 3260 |  | 53514064464 | 7 Weeks | 102 | LB | 22.62 | 11.75 | 14.75 | 1 Year | YES
4291-0004 | E4291 2F/230V/1Ph/DS/Wo Plug | E4291 2F/230V/1Ph/DS/Wo Plug | https://www.zoellerpumps.com/en-us/products/sewage-pumps/commercial/290-series | EA | 3500 |  | 53514064525 | 7 Weeks | 104 | LB | 22.62 | 11.75 | 14.75 | 1 Year | YES
4291-0005 | F4291 2F/230V/3Ph/DS | F4291 2F/230V/3Ph/DS | https://www.zoellerpumps.com/en-us/products/sewage-pumps/commercial/290-series | EA | 3630 |  | 53514064532 | 7 Weeks | 104 | LB | 22.62 | 11.75 | 14.75 | 1 Year | YES
4291-0006 | G4291 2F/460V/3Ph/DS | G4291 2F/460V/3Ph/DS | https://www.zoellerpumps.com/en-us/products/sewage-pumps/commercial/290-series | EA | 3630 |  | 53514064549 | 7 Weeks | 104 | LB | 22.62 | 11.75 | 14.75 | 1 Year | YES
4291-0008 | I4291 2F/200-208V/1Ph/DS | I4291 2F/200-208V/1Ph/DS | https://www.zoellerpumps.com/en-us/products/sewage-pumps/commercial/290-series | EA | 3540 |  | 53514064556 | 7 Weeks | 104 | LB | 22.62 | 11.75 | 14.75 | 1 Year | YES
4291-0009 | J4291 2F/200-208V/3Ph/DS | J4291 2F/200-208V/3Ph/DS | https://www.zoellerpumps.com/en-us/products/sewage-pumps/commercial/290-series | EA | 3630 |  | 53514064563 | 7 Weeks | 104 | LB | 22.62 | 11.75 | 14.75 | 1 Year | YES
4291-0010 | BA4291 2F/575V/3P/Dbl Sl | BA4291 2F/575V/3P/Dbl Sl | https://www.zoellerpumps.com/en-us/products/sewage-pumps/commercial/290-series | EA | 3680 |  | 53514064570 | 7 Weeks | 104 | LB | 22.62 | 11.75 | 14.75 | 1 Year | YES
4291-0020 | E4291 2F/50'CD/230V/1Ph/DS | E4291 2F/50'CD/230V/1Ph/DS | https://www.zoellerpumps.com/en-us/products/sewage-pumps/commercial/290-series | EA | 3650 |  | 53514484255 | 7 Weeks | 104 | LB | 22.62 | 11.75 | 14.75 | 1 Year | YES
4292-0002 | N4292 2F/115V/1Ph/DS/CSA | N4292 2F/115V/1Ph/DS/CSA | https://www.zoellerpumps.com/en-us/products/sewage-pumps/commercial/290-series | EA | 2110 |  | 53514051914 | 7 Weeks | 95 | LB | 22.62 | 11.75 | 14.75 | 1 Year | YES
4292-0004 | E4292 2F/230V/1Ph/DS/cCSAus | E4292 2F/230V/1Ph/DS/cCSAus | https://www.zoellerpumps.com/en-us/products/sewage-pumps/commercial/290-series | EA | 2020 |  | 53514353261 | 7 Weeks | 95 | LB | 22.62 | 11.75 | 14.75 | 1 Year | YES
4292-0007 | N4292 2F/35'Cd/115V/1Ph/DS/CSA | N4292 2F/35'Cd/115V/1Ph/DS/CSA | https://www.zoellerpumps.com/en-us/products/sewage-pumps/commercial/290-series | EA | 2140 |  | 53514164034 | 7 Weeks | 100 | LB | 22.62 | 11.75 | 14.75 | 1 Year | YES
4292-0008 | N4292 2F/50'Cd/115V/1Ph/DS/CSA | N4292 2F/50'Cd/115V/1Ph/DS/CSA | https://www.zoellerpumps.com/en-us/products/sewage-pumps/commercial/290-series | EA | 2430 |  | 53514184124 | 7 Weeks | 100 | LB | 22.62 | 11.75 | 14.75 | 1 Year | YES
4292-0009 | BA4292 2F/575V/3Ph/DS/cCSAus | BA4292 2F/575V/3Ph/DS/cCSAus | https://www.zoellerpumps.com/en-us/products/sewage-pumps/commercial/290-series | EA | 2100 |  | 53514272098 | 7 Weeks | 95 | LB | 22.62 | 11.75 | 14.75 | 1 Year | YES
4292-0010 | BA4292 2F/35'Cd/575V/3Ph/DS/cCSAus | BA4292 2F/35'Cd/575V/3Ph/DS/cCSAus | https://www.zoellerpumps.com/en-us/products/sewage-pumps/commercial/290-series | EA | 2180 |  | 53514330347 | 7 Weeks | 96 | LB | 22.62 | 11.75 | 14.75 | 1 Year | YES
4292-0012 | J4292 2F/200-208V/3Ph/DS/cCSAus | J4292 2F/200-208V/3Ph/DS/cCSAus | https://www.zoellerpumps.com/en-us/products/sewage-pumps/commercial/290-series | EA | 2100 |  | 53514341886 | 7 Weeks | 95 | LB | 22.62 | 11.75 | 14.75 | 1 Year | YES
4292-0013 | F4292 2F/230V/3Ph/DS/cCSAus | F4292 2F/230V/3Ph/DS/cCSAus | https://www.zoellerpumps.com/en-us/products/sewage-pumps/commercial/290-series | EA | 2130 |  | 53514341909 | 7 Weeks | 95 | LB | 22.62 | 11.75 | 14.75 | 1 Year | YES
4292-0014 | G4292 2F/460V/3Ph/DS/cCSAus | G4292 2F/460V/3Ph/DS/cCSAus | https://www.zoellerpumps.com/en-us/products/sewage-pumps/commercial/290-series | EA | 2120 |  | 53514341923 | 7 Weeks | 95 | LB | 22.62 | 11.75 | 14.75 | 1 Year | YES
4292-0015 | I4292 2F/200V/1Ph/DS/cCSAus | I4292 2F/200V/1Ph/DS/cCSAus | https://www.zoellerpumps.com/en-us/products/sewage-pumps/commercial/290-series | EA | 2070 |  | 53514347154 | 7 Weeks | 95 | LB | 22.62 | 11.75 | 14.75 | 1 Year | YES
4292-0016 | E4292 2F/50'Cd/230V/1Ph/DS/cCSAus | E4292 2F/50'Cd/230V/1Ph/DS/cCSAus | https://www.zoellerpumps.com/en-us/products/sewage-pumps/commercial/290-series | EA | 2320 |  | 53514431525 | 7 Weeks | 95 | LB | 22.62 | 11.75 | 14.75 | 1 Year | YES
4292-0017 | N4292 2F/25'Cd/115V/1Ph/DS/CSA | N4292 2F/25'Cd/115V/1Ph/DS/CSA | https://www.zoellerpumps.com/en-us/products/sewage-pumps/commercial/290-series | EA | 2130 |  | 53514446208 | 7 Weeks | 100 | LB | 22.62 | 11.75 | 14.75 | 1 Year | YES
4292-0018 | E4292 2F/230V/1Ph/DS/cCSAus/Bronze Impeller | E4292 2F/230V/1Ph/DS/cCSAus/Bronze Impeller | https://www.zoellerpumps.com/en-us/products/sewage-pumps/commercial/290-series | EA | 2270 |  | 53514453176 | 7 Weeks | 95 | LB | 22.62 | 11.75 | 14.75 | 1 Year | YES
4292-0019 | J4292 2F/50'Cd/200-208V/3Ph/DS/cCSAus | J4292 2F/50'Cd/200-208V/3Ph/DS/cCSAus | https://www.zoellerpumps.com/en-us/products/sewage-pumps/commercial/290-series | EA | 2220 |  | 53514458195 | 7 Weeks | 95 | LB | 22.62 | 11.75 | 14.75 | 1 Year | YES
4292-0020 | G4292 2F/50'Cd/460V/3Ph/DS/cCSAus | G4292 2F/50'Cd/460V/3Ph/DS/cCSAus | https://www.zoellerpumps.com/en-us/products/sewage-pumps/commercial/290-series | EA | 2250 |  | 53514460150 | 7 Weeks | 95 | LB | 22.62 | 11.75 | 14.75 | 1 Year | YES
4292-0021 | G4292 2F/460V/3Ph/DS/cCSAus/Bronze Impeller | G4292 2F/460V/3Ph/DS/cCSAus/Bronze Impeller | https://www.zoellerpumps.com/en-us/products/sewage-pumps/commercial/290-series | EA | 2350 |  | 53514460877 | 7 Weeks | 95 | LB | 22.62 | 11.75 | 14.75 | 1 Year | YES
4292-0022 | F4292 2F/50'Cd/230V/3Ph/DS/cCSAus | F4292 2F/50'Cd/230V/3Ph/DS/cCSAus | https://www.zoellerpumps.com/en-us/products/sewage-pumps/commercial/290-series | EA | 2250 |  | 53514463397 | 7 Weeks | 95 | LB | 22.62 | 11.75 | 14.75 | 1 Year | YES
4292-0024 | BA4292 2F/50'Cd/575V/3Ph/DS/cCSAus | BA4292 2F/50'Cd/575V/3Ph/DS/cCSAus | https://www.zoellerpumps.com/en-us/products/sewage-pumps/commercial/290-series | EA | 2230 |  | 53514482664 | 7 Weeks | 96 | LB | 22.62 | 11.75 | 14.75 | 1 Year | YES
4292-0025 | E4292 2F/35'Cd/230V/1Ph/DS/cCSAus | E4292 2F/35'Cd/230V/1Ph/DS/cCSAus | https://www.zoellerpumps.com/en-us/products/sewage-pumps/commercial/290-series | EA | 2270 |  | 53514484361 | 7 Weeks | 95 | LB | 22.62 | 11.75 | 14.75 | 1 Year | YES
4293-0004 | E4293 2F/230V/1Ph/DS/cCSAus | E4293 2F/230V/1Ph/DS/cCSAus/UL | https://www.zoellerpumps.com/en-us/products/sewage-pumps/commercial/290-series | EA | 2140 |  | 53514051952 | 7 Weeks | 96 | LB | 22.62 | 11.75 | 14.75 | 1 Year | YES
4293-0005 | I4293 2F/200-208V/1Ph/DS/cCSAus | I4293 2F/200-208V/1Ph/DS/cCSAus | https://www.zoellerpumps.com/en-us/products/sewage-pumps/commercial/290-series | EA | 2080 |  | 53514051990 | 7 Weeks | 96 | LB | 22.62 | 11.75 | 14.75 | 1 Year | YES
4293-0006 | J4293 2F/200-208V/3Ph/DS/cCSAus | J4293 2F/200-208V/3Ph/DS/cCSAus/UL | https://www.zoellerpumps.com/en-us/products/sewage-pumps/commercial/290-series | EA | 2230 |  | 53514052539 | 7 Weeks | 96 | LB | 22.62 | 11.75 | 14.75 | 1 Year | YES
4293-0007 | F4293 2F/230V/3Ph/DS/cCSAus | F4293 2F/230V/3Ph/DS/cCSAus/UL | https://www.zoellerpumps.com/en-us/products/sewage-pumps/commercial/290-series | EA | 2260 |  | 53514052553 | 7 Weeks | 96 | LB | 22.62 | 11.75 | 14.75 | 1 Year | YES
4293-0008 | G4293 2F/460V/3Ph/DS/cCSAus | G4293 2F/460V/3Ph/DS/cCSAus/UL | https://www.zoellerpumps.com/en-us/products/sewage-pumps/commercial/290-series | EA | 2260 |  | 53514052577 | 7 Weeks | 96 | LB | 22.62 | 11.75 | 14.75 | 1 Year | YES
4293-0014 | E4293 2F/50'Cd/230V/1Ph/DS/cCSAus | E4293 2F/50'Cd/230V/1Ph/DS/cCSAus/UL | https://www.zoellerpumps.com/en-us/products/sewage-pumps/commercial/290-series | EA | 2290 |  | 53514087982 | 7 Weeks | 105 | LB | 22.62 | 11.75 | 14.75 | 1 Year | YES
4293-0015 | G4293 2F/50'Cd/460V/3Ph/DS/cCSAus | G4293 2F/50'Cd/460V/3Ph/DS/cCSAus/UL | https://www.zoellerpumps.com/en-us/products/sewage-pumps/commercial/290-series | EA | 2380 |  | 53514104498 | 7 Weeks | 105 | LB | 22.62 | 11.75 | 14.75 | 1 Year | YES
4293-0016 | G4293 2F/35'Cd/460V/3Ph/DS/cCSAus | G4293 2F/35'Cd/460V/3Ph/DS/cCSAus/UL | https://www.zoellerpumps.com/en-us/products/sewage-pumps/commercial/290-series | EA | 2330 |  | 53514111137 | 7 Weeks | 97 | LB | 22.62 | 11.75 | 14.75 | 1 Year | YES
4293-0017 | J4293 2F/25'Cd/200-208V/3P/DS/cCSAus | J4293 2F/25'Cd/200-208V/3P/DS/cCSAus/UL | https://www.zoellerpumps.com/en-us/products/sewage-pumps/commercial/290-series | EA | 2340 |  | 53514143381 | 7 Weeks | 101 | LB | 22.62 | 11.75 | 14.75 | 1 Year | YES
4293-0018 | F4293 2F/50'Cd/230V/3P/DS/cCSAus | F4293 2F/50'Cd/230V/3P/DS/cCSAus/UL/(01 | https://www.zoellerpumps.com/en-us/products/sewage-pumps/commercial/290-series | EA | 2390 |  | 53514153069 | 7 Weeks | 105 | LB | 22.62 | 11.75 | 14.75 | 1 Year | YES
4293-0020 | G4293 2F/25'Cd/460V/3Ph/DS/cCSAus | G4293 2F/25'Cd/460V/3Ph/DS/cCSAus/UL | https://www.zoellerpumps.com/en-us/products/sewage-pumps/commercial/290-series | EA | 2370 |  | 53514194628 | 7 Weeks | 96 | LB | 22.62 | 11.75 | 14.75 | 1 Year | YES
4293-0021 | E4293 2F/25'Cd/230V/1Ph/DS/cCSAus | E4293 2F/25'Cd/230V/1Ph/DS/cCSAus/UL | https://www.zoellerpumps.com/en-us/products/sewage-pumps/commercial/290-series | EA | 2210 |  | 53514285661 | 7 Weeks | 105 | LB | 22.62 | 11.75 | 14.75 | 1 Year | YES
4293-0022 | E4293 2F/35'Cd/230V/1Ph/DS/cCSAus | E4293 2F/35'Cd/230V/1Ph/DS/cCSAus/UL | https://www.zoellerpumps.com/en-us/products/sewage-pumps/commercial/290-series | EA | 2240 |  | 53514350000 | 7 Weeks | 105 | LB | 22.62 | 11.75 | 14.75 | 1 Year | YES
4293-0023 | J4293 2F/35'Cd/200-208V/3P/DS/cCSAus | J4293 2F/35'Cd/200-208V/3P/DS/cCSAus/UL | https://www.zoellerpumps.com/en-us/products/sewage-pumps/commercial/290-series | EA | 2300 |  | 53514364502 | 7 Weeks | 103 | LB | 22.62 | 11.75 | 14.75 | 1 Year | YES
4293-0025 | I4293 2F/50'Cd/200-208V/1Ph/DS/cCSAus | I4293 2F/50'Cd/200-208V/1Ph/DS/cCSAus | https://www.zoellerpumps.com/en-us/products/sewage-pumps/commercial/290-series | EA | 2210 |  | 53514425968 | 7 Weeks | 96 | LB | 22.62 | 11.75 | 14.75 | 1 Year | YES
4293-0027 | E4293 2F/230V/1Ph/DS/cCSAus/Bronze Impeller | E4293 2F/230V/1Ph/DS/cCSAus/Bronze Impeller | https://www.zoellerpumps.com/en-us/products/sewage-pumps/commercial/290-series | EA | 2280 |  | 53514477158 | 7 Weeks | 96 | LB | 22.62 | 11.75 | 14.75 | 1 Year | YES
4293-0028 | G4293 2F/460V/3Ph/DS/cCSAus/Bronze Impeller | G4293 2F/460V/3Ph/DS/cCSAus/Bronze Impeller | https://www.zoellerpumps.com/en-us/products/sewage-pumps/commercial/290-series | EA | 2400 |  | 53514484934 | 7 Weeks | 96 | LB | 22.62 | 11.75 | 14.75 | 1 Year | YES
4294-0004 | E4294 2F/230V/1Ph/DS/CSA | E4294 2F/230V/1Ph/DS/CSA | https://www.zoellerpumps.com/en-us/products/sewage-pumps/commercial/290-series | EA | 2470 |  | 53514052782 | 7 Weeks | 96 | LB | 22.62 | 11.75 | 14.75 | 1 Year | YES
4294-0005 | I4294 2F/200-208V/1Ph/DS/cCSAus | I4294 2F/200-208V/1Ph/DS/cCSAus | https://www.zoellerpumps.com/en-us/products/sewage-pumps/commercial/290-series | EA | 2440 |  | 53514052805 | 7 Weeks | 96 | LB | 22.62 | 11.75 | 14.75 | 1 Year | YES
4294-0006 | J4294 2F/200-208V/3Ph/DS/cCSAus | J4294 2F/200-208V/3Ph/DS/cCSAus/UL | https://www.zoellerpumps.com/en-us/products/sewage-pumps/commercial/290-series | EA | 2700 |  | 53514052829 | 7 Weeks | 96 | LB | 22.62 | 11.75 | 14.75 | 1 Year | YES
4294-0007 | F4294 2F/230V/3Ph/DS/cCSAus | F4294 2F/230V/3Ph/DS/cCSAus/UL | https://www.zoellerpumps.com/en-us/products/sewage-pumps/commercial/290-series | EA | 2690 |  | 53514052843 | 7 Weeks | 96 | LB | 22.62 | 11.75 | 14.75 | 1 Year | YES
4294-0008 | G4294 2F/460V/3Ph/DS/cCSAus | G4294 2F/460V/3Ph/DS/cCSAus/UL | https://www.zoellerpumps.com/en-us/products/sewage-pumps/commercial/290-series | EA | 2680 |  | 53514052867 | 7 Weeks | 96 | LB | 22.62 | 11.75 | 14.75 | 1 Year | YES
4294-0015 | G4294 2F/25'Cd/460V/3Ph/DS/cCSAus | G4294 2F/25'Cd/460V/3Ph/DS/cCSAus/UL | https://www.zoellerpumps.com/en-us/products/sewage-pumps/commercial/290-series | EA | 2790 |  | 53514082673 | 7 Weeks | 98 | LB | 22.62 | 11.75 | 14.75 | 1 Year | YES
4294-0016 | E4294 2F/35'Cd/230V/1Ph/DS/CSA | E4294 2F/35'Cd/230V/1Ph/DS/CSA | https://www.zoellerpumps.com/en-us/products/sewage-pumps/commercial/290-series | EA | 2570 |  | 53514139339 | 7 Weeks | 98 | LB | 22.62 | 11.75 | 14.75 | 1 Year | YES
4294-0017 | I4294 2F/50'Cd/200-208V/1Ph/DS/cCSAus | I4294 2F/50'Cd/200-208V/1Ph/DS/cCSAus | https://www.zoellerpumps.com/en-us/products/sewage-pumps/commercial/290-series | EA | 2500 |  | 53514172077 | 7 Weeks | 96 | LB | 22.62 | 11.75 | 14.75 | 1 Year | YES
4294-0018 | E4294 2F/50'Cd/230V/1Ph/DS/CSA | E4294 2F/50'Cd/230V/1Ph/DS/CSA | https://www.zoellerpumps.com/en-us/products/sewage-pumps/commercial/290-series | EA | 2620 |  | 53514185350 | 7 Weeks | 98 | LB | 22.62 | 11.75 | 14.75 | 1 Year | YES
4294-0021 | G4294 2F/35'Cd/460V/3Ph/DS/cCSAus | G4294 2F/35'Cd/460V/3Ph/DS/cCSAus/UL | https://www.zoellerpumps.com/en-us/products/sewage-pumps/commercial/290-series | EA | 2760 |  | 53514211875 | 7 Weeks | 98 | LB | 22.62 | 11.75 | 14.75 | 1 Year | YES
4294-0022 | E4294 2F/25'Cd/230V/1Ph/DS/CSA | E4294 2F/25'Cd/230V/1Ph/DS/CSA | https://www.zoellerpumps.com/en-us/products/sewage-pumps/commercial/290-series | EA | 2530 |  | 53514256609 | 7 Weeks | 95 | LB | 22.62 | 11.75 | 14.75 | 1 Year | YES
4294-0023 | BA4294 2F/575V/3Ph/DS/cCSAus | BA4294 2F/575V/3Ph/DS/cCSAus | https://www.zoellerpumps.com/en-us/products/sewage-pumps/commercial/290-series | EA | 2750 |  | 53514259976 | 7 Weeks | 96 | LB | 22.62 | 11.75 | 14.75 | 1 Year | YES
4294-0024 | J4294 2F/25'Cd/200-208V/3Ph/DS/cCSAus | J4294 2F/25'Cd/200-208V/3Ph/DS/cCSAus/UL | https://www.zoellerpumps.com/en-us/products/sewage-pumps/commercial/290-series | EA | 2710 |  | 53514271336 | 7 Weeks | 98 | LB | 22.62 | 11.75 | 14.75 | 1 Year | YES
4294-0025 | J4294 2F/35'Cd/200-208V/3Ph/DS/cCSAus | J4294 2F/35'Cd/200-208V/3Ph/DS/cCSAus/UL | https://www.zoellerpumps.com/en-us/products/sewage-pumps/commercial/290-series | EA | 2760 |  | 53514315016 | 7 Weeks | 96 | LB | 22.62 | 11.75 | 14.75 | 1 Year | YES
4294-0027 | F4294 2F/35'Cd/230V/3Ph/DS/cCSAus | F4294 2F/35'Cd/230V/3Ph/DS/cCSAus/UL | https://www.zoellerpumps.com/en-us/products/sewage-pumps/commercial/290-series | EA | 2760 |  | 53514354640 | 7 Weeks | 96 | LB | 22.62 | 11.75 | 14.75 | 1 Year | YES
4294-0031 | G4294 2F/50'Cd/460V/3Ph/DS/cCSAus | G4294 2F/50'Cd/460V/3Ph/DS/cCSAus | https://www.zoellerpumps.com/en-us/products/sewage-pumps/commercial/290-series | EA | 2810 |  | 53514485887 | 7 Weeks | 97 | LB | 97 | 0 | 0 | 1 Year | YES
4295-0004 | E4295 2F/230V/1Ph/DS/CSA | E4295 2F/230V/1Ph/DS/CSA | https://www.zoellerpumps.com/en-us/products/sewage-pumps/commercial/290-series | EA | 2520 |  | 53514052980 | 7 Weeks | 99 | LB | 22.62 | 11.75 | 14.75 | 1 Year | YES
4295-0006 | I4295 2F/200-208V/1Ph/DS/cCSAus | I4295 2F/200-208V/1Ph/DS/cCSAus | https://www.zoellerpumps.com/en-us/products/sewage-pumps/commercial/290-series | EA | 2500 |  | 53514053024 | 7 Weeks | 99 | LB | 22.62 | 11.75 | 14.75 | 1 Year | YES
4295-0007 | J4295 2F/200-208V/3Ph/DS/cCSAus | J4295 2F/200-208V/3Ph/DS/cCSAus/UL | https://www.zoellerpumps.com/en-us/products/sewage-pumps/commercial/290-series | EA | 2710 |  | 53514053048 | 7 Weeks | 99 | LB | 22.62 | 11.75 | 14.75 | 1 Year | YES
4295-0008 | F4295 2F/230V/3Ph/DS/cCSAus | F4295 2F/230V/3Ph/DS/cCSAus/UL | https://www.zoellerpumps.com/en-us/products/sewage-pumps/commercial/290-series | EA | 2810 |  | 53514053062 | 7 Weeks | 99 | LB | 22.62 | 11.75 | 14.75 | 1 Year | YES
4295-0009 | G4295 2F/460V/3Ph/DS/cCSAus | G4295 2F/460V/3Ph/DS/cCSAus/UL | https://www.zoellerpumps.com/en-us/products/sewage-pumps/commercial/290-series | EA | 2700 |  | 53514053086 | 7 Weeks | 99 | LB | 22.62 | 11.75 | 14.75 | 1 Year | YES
4295-0016 | J4295 2F/35'Cd/200-208V/3Ph/DS/cCSAus | J4295 2F/35'Cd/200-208V/3Ph/DS/cCSAus/UL | https://www.zoellerpumps.com/en-us/products/sewage-pumps/commercial/290-series | EA | 2780 |  | 53514061111 | 7 Weeks | 101 | LB | 22.62 | 11.75 | 14.75 | 1 Year | YES
4295-0017 | E4295 2F/35'Cd/230V/1Ph/DS/CSA | E4295 2F/35'Cd/230V/1Ph/DS/CSA | https://www.zoellerpumps.com/en-us/products/sewage-pumps/commercial/290-series | EA | 2620 |  | 53514062095 | 7 Weeks | 101 | LB | 22.62 | 11.75 | 14.75 | 1 Year | YES
4295-0018 | E4295 2F/230V/1Ph/DS/Wo Plug/CSA | E4295 2F/230V/1Ph/DS/Wo Plug/CSA | https://www.zoellerpumps.com/en-us/products/sewage-pumps/commercial/290-series | EA | 2520 |  | 53514079581 | 7 Weeks | 99 | LB | 22.62 | 11.75 | 14.75 | 1 Year | YES
4295-0019 | F4295 2F/35'Cd/230V/3Ph/DS/cCSAus | F4295 2F/35'Cd/230V/3Ph/DS/cCSAus/UL | https://www.zoellerpumps.com/en-us/products/sewage-pumps/commercial/290-series | EA | 2880 |  | 53514080228 | 7 Weeks | 104 | LB | 22.62 | 11.75 | 14.75 | 1 Year | YES
4295-0020 | G4295 2F/25'Cd/460V/3Ph/DS/cCSAus | G4295 2F/25'Cd/460V/3Ph/DS/cCSAus/UL | https://www.zoellerpumps.com/en-us/products/sewage-pumps/commercial/290-series | EA | 2800 |  | 53514089108 | 7 Weeks | 96 | LB | 22.62 | 11.75 | 14.75 | 1 Year | YES
4295-0022 | BA4295 2F/575V/3Ph/DS/cCSAus | BA4295 2F/575V/3Ph/DS/cCSAus | https://www.zoellerpumps.com/en-us/products/sewage-pumps/commercial/290-series | EA | 2760 |  | 53514136758 | 7 Weeks | 96 | LB | 22.62 | 11.75 | 14.75 | 1 Year | YES
4295-0023 | F4295 2F/25'Cd/230V/3Ph/DS/cCSAus | F4295 2F/25'Cd/230V/3Ph/DS/cCSAus/UL | https://www.zoellerpumps.com/en-us/products/sewage-pumps/commercial/290-series | EA | 2820 |  | 53514211943 | 7 Weeks | 100 | LB | 22.62 | 11.75 | 14.75 | 1 Year | YES
4295-0024 | G4295 2F/35'Cd/460V/3Ph/DS/cCSAus | G4295 2F/35'Cd/460V/3Ph/DS/cCSAus/UL | https://www.zoellerpumps.com/en-us/products/sewage-pumps/commercial/290-series | EA | 2770 |  | 53514212186 | 7 Weeks | 97 | LB | 22.62 | 11.75 | 14.75 | 1 Year | YES
4295-0025 | E4295 2F/50'Cd/230V/1Ph/DS/CSA | E4295 2F/50'Cd/230V/1Ph/DS/CSA | https://www.zoellerpumps.com/en-us/products/sewage-pumps/commercial/290-series | EA | 2670 |  | 53514236786 | 7 Weeks | 102 | LB | 22.62 | 11.75 | 14.75 | 1 Year | YES
4295-0026 | E4295 2F/25'Cd/230V/1Ph/DS/CSA | E4295 2F/25'Cd/230V/1Ph/DS/CSA | https://www.zoellerpumps.com/en-us/products/sewage-pumps/commercial/290-series | EA | 2580 |  | 53514273293 | 7 Weeks | 101 | LB | 22.62 | 11.75 | 14.75 | 1 Year | YES
4295-0027 | F4295 2F/50'Cd/230V/3Ph/DS/cCSAus | F4295 2F/50'Cd/230V/3Ph/DS/cCSAus/UL | https://www.zoellerpumps.com/en-us/products/sewage-pumps/commercial/290-series | EA | 2970 |  | 53514330316 | 7 Weeks | 107 | LB | 22.62 | 11.75 | 14.75 | 1 Year | YES
4295-0028 | I4295 2F/50'Cd/200-208V/1Ph/DS/cCSAus | I4295 2F/50'Cd/200-208V/1Ph/DS/cCSAus | https://www.zoellerpumps.com/en-us/products/sewage-pumps/commercial/290-series | EA | 2690 |  | 53514388478 | 7 Weeks | 101 | LB | 22.62 | 11.75 | 14.75 | 1 Year | YES
4295-0029 | E4295 2F/230V/1Ph/DS/CSA/Bronze Impeller | E4295 2F/230V/1Ph/DS/CSA/Bronze Impeller | https://www.zoellerpumps.com/en-us/products/sewage-pumps/commercial/290-series | EA | 2710 |  | 53514426934 | 7 Weeks | 99 | LB | 22.62 | 11.75 | 14.75 | 1 Year | YES
4295-0030 | G4295 2F/50'Cd/460V/3Ph/DS/cCSAus | G4295 2F/50'Cd/460V/3Ph/DS/cCSAus/UL | https://www.zoellerpumps.com/en-us/products/sewage-pumps/commercial/290-series | EA | 2820 |  | 53514452629 | 7 Weeks | 99.5 | LB | 22.62 | 11.75 | 14.75 | 1 Year | YES
4295-0031 | I4295 2F/200-208V/1Ph/DS/cCSAus/Bronze Impeller |  |  | EA | 2690 |  | 53514491192 | 7 Weeks | 99 | LB | 22.62 | 11.75 | 14.75 | 1 Year | YES
4361-0002 | N4161 3F/115V/1Ph/DS/cCSAus/(4161-0002) | N4161 3F/115V/1Ph/DS/cCSAus/(4161-0002) | https://www.zoellerpumps.com/en-us/products/sump-effluent-pumps/commercial/160-series | EA | 2190 |  | 53514086916 | 7 Weeks | 92 | LB | 22.62 | 11.75 | 14.75 | 1 Year | YES
4361-0004 | E4161 3F/230V/1Ph/cCSAus/(4161-0004) | E4161 3F/230V/1Ph/cCSAus/UL/(4161-0004) | https://www.zoellerpumps.com/en-us/products/sump-effluent-pumps/commercial/160-series | EA | 2080 |  | 53514163181 | 7 Weeks | 90 | LB | 22.62 | 11.75 | 14.75 | 1 Year | YES
4361-0007 | G4161 3F/50'Cd/460V/3Ph/DS/cCSAus/(4161-0017) | G4161 3F/50'Cd/460V/3Ph/DS/cCSAus/UL/(4161-0017) | https://www.zoellerpumps.com/en-us/products/sump-effluent-pumps/commercial/160-series | EA | 2300 |  | 53514098391 | 7 Weeks | 101 | LB | 22.62 | 11.75 | 14.75 | 1 Year | YES
4361-0008 | G4161 3F/25'Cd/460V/3Ph/DS/cCSAus/(4161-0020) | G4161 3F/25'Cd/460V/3Ph/DS/cCSAus/UL/(4161-0020) | https://www.zoellerpumps.com/en-us/products/sump-effluent-pumps/commercial/160-series | EA | 2290 |  | 53514136772 | 7 Weeks | 101 | LB | 22.62 | 11.75 | 14.75 | 1 Year | YES
4361-0009 | G4161 3F/460V/3Ph/DS/cCSAus/(4161-0008) | G4161 3F/460V/3Ph/DS/cCSAus/UL/(4161-0008) | https://www.zoellerpumps.com/en-us/products/sump-effluent-pumps/commercial/160-series | EA | 2180 |  | 53514173203 | 7 Weeks | 98 | LB | 22.62 | 11.75 | 14.75 | 1 Year | YES
4361-0010 | J4161 3F/200-208V/3Ph/DS/cCSAus/(4161-0006) | J4161 3F/200-208V/3Ph/DS/cCSAus/UL/(4161-0006) | https://www.zoellerpumps.com/en-us/products/sump-effluent-pumps/commercial/160-series | EA | 2160 |  | 53514193980 | 7 Weeks | 92 | LB | 22.62 | 11.75 | 14.75 | 1 Year | YES
4363-0005 | E4163 3F/35'Cd/230V/1Ph/DS/cCSAus/(4163-0018) | E4163 3F/35'Cd/230V/1Ph/DS/cCSAus/UL/(4163-0018) | https://www.zoellerpumps.com/en-us/products/sump-effluent-pumps/commercial/160-series | EA | 2170 |  | 53514099701 | 7 Weeks | 92 | LB | 22.62 | 11.75 | 14.75 | 1 Year | YES
4363-0006 | G4163 3F/460V/3Ph/DS/cCSAus/(4163-0008) | G4163 3F/460V/3Ph/DS/cCSAus/UL/(4163-0008) | https://www.zoellerpumps.com/en-us/products/sump-effluent-pumps/commercial/160-series | EA | 2170 |  | 53514127879 | 7 Weeks | 88 | LB | 22.62 | 11.75 | 14.75 | 1 Year | YES
4363-0007 | J4163 3F/230V/3Ph/DS/cCSAus/(4163-0006) | J4163 3F/230V/3Ph/DS/cCSAus/UL/(4163-0006) | https://www.zoellerpumps.com/en-us/products/sump-effluent-pumps/commercial/160-series | EA | 2150 |  | 53514191108 | 7 Weeks | 88 | LB | 22.62 | 11.75 | 14.75 | 1 Year | YES
4363-0008 | N4163 3F/115V/1Ph/DS/cCSAus/(4163-0002) | N4163 3F/115V/1Ph/DS/cCSAus/(4163-0002) | https://www.zoellerpumps.com/en-us/products/sump-effluent-pumps/commercial/160-series | EA | 2180 |  | 53514229276 | 7 Weeks | 88 | LB | 22.62 | 11.75 | 14.75 | 1 Year | YES
4365-0004 | E4165 3F/230V/1Ph/DS/cCSAus/(4165-0004) | E4165 3F/230V/1Ph/DS/cCSAus/UL/(4165-0004) | https://www.zoellerpumps.com/en-us/products/sump-effluent-pumps/commercial/160-series | EA | 2330 |  | 53514086909 | 7 Weeks | 91 | LB | 22.62 | 11.75 | 14.75 | 1 Year | YES
4365-0005 | G4165 3F/50'Cd/460V/3Ph/DS/cCSAus/(4165-0015) | G4165 3F/50'Cd/460V/3Ph/DS/cCSAus/UL/(4165-0015) | https://www.zoellerpumps.com/en-us/products/sump-effluent-pumps/commercial/160-series | EA | 2580 |  | 53514098278 | 7 Weeks | 98 | LB | 22.62 | 11.75 | 14.75 | 1 Year | YES
4365-0006 | G4165 3F/460V/3Ph/DS/cCSAus/(4165-0008) | G4165 3F/460V/3Ph/DS/cCSAus/UL/(4165-0008) | https://www.zoellerpumps.com/en-us/products/sump-effluent-pumps/commercial/160-series | EA | 2460 |  | 53514121822 | 7 Weeks | 98 | LB | 22.62 | 11.75 | 14.75 | 1 Year | YES
4365-0007 | G4165 3F/50'Cd/460V/3Ph/DS/cCSAus/(4165-0015) | G4165 3F/50'Cd/460V/3Ph/DS/cCSAus/UL/(4165-0015) | https://www.zoellerpumps.com/en-us/products/sump-effluent-pumps/commercial/160-series | EA | 2570 |  | 53514210748 | 7 Weeks | 99 | LB | 22.62 | 11.75 | 14.75 | 1 Year | YES
4365-0008 | J4165 3F/200-208V/3Ph/DS/cCSAus/(4165-0006) | J4165 3F/200-208V/3Ph/DS/cCSAus/UL/(4165-0006) | https://www.zoellerpumps.com/en-us/products/sump-effluent-pumps/commercial/160-series | EA | 2430 |  | 53514327026 | 7 Weeks | 92 | LB | 22.62 | 11.75 | 14.75 | 1 Year | YES
4365-0009 | I4165 3F/200-208V/1Ph/Dbl Sl/cCSAus/(4165-0005) | I4165 3F/200-208V/1Ph/Dbl Sl/cCSAus/UL/(4165-0005) | https://www.zoellerpumps.com/en-us/products/sump-effluent-pumps/commercial/160-series | EA | 2270 |  | 53514380595 | 7 Weeks | 91 | LB | 22.62 | 11.75 | 14.75 | 1 Year | YES
4382-0002 | N4282 3F/115V/1PH/DS/cCSAus/(4282-0002) | N4282 3F/115V/1PH/DS/cCSAus/UL | https://www.zoellerpumps.com/en-us/products/sewage-pumps/commercial/280-series | EA | 2040 |  | 53514056421 | 7 Weeks | 89 | LB | 22.62 | 11.75 | 14.75 | 1 Year | YES
4382-0004 | E4282 3F/230V/1Ph/DS/cCSAus | E4282 3F/230V/1Ph/DS/cCSAus/UL | https://www.zoellerpumps.com/en-us/products/sewage-pumps/commercial/280-series | EA | 1960 |  | 53514064242 | 7 Weeks | 88 | LB | 22.62 | 11.75 | 14.75 | 1 Year | YES
4382-0005 | G4282 3F/460V/3Ph/DS/cCSAus | G4282 3F/460V/3Ph/DS/cCSAus/UL | https://www.zoellerpumps.com/en-us/products/sewage-pumps/commercial/280-series | EA | 2060 |  | 53514071387 | 7 Weeks | 88 | LB | 22.62 | 11.75 | 14.75 | 1 Year | YES
4382-0006 | J4282 3F/200-208V/3Ph/DS/cCSAus/(4282-0006) | J4282 3F/200-208V/3Ph/DS/cCSAus/UL | https://www.zoellerpumps.com/en-us/products/sewage-pumps/commercial/280-series | EA | 2120 |  | 53514071417 | 7 Weeks | 88 | LB | 22.62 | 11.75 | 14.75 | 1 Year | YES
4382-0007 | F4282 3F/230V/3Ph/DS/cCSAus | F4282 3F/230V/3Ph/DS/cCSAus/UL | https://www.zoellerpumps.com/en-us/products/sewage-pumps/commercial/280-series | EA | 2060 |  | 53514076542 | 7 Weeks | 88 | LB | 22.62 | 11.75 | 14.75 | 1 Year | YES
4382-0008 | I4282 3F/200-208V/1Ph/DS/cCSAus | I4282 3F/200-208V/1Ph/DS/cCSAus | https://www.zoellerpumps.com/en-us/products/sewage-pumps/commercial/280-series | EA | 1970 |  | 53514084622 | 7 Weeks | 89 | LB | 22.62 | 11.75 | 14.75 | 1 Year | YES
4382-0009 | I4282 3F/35'Cd/200-208V/1Ph/DS/cCSAus | I4282 3F/35'Cd/200-208V/1Ph/DS/cCSAus | https://www.zoellerpumps.com/en-us/products/sewage-pumps/commercial/280-series | EA | 2030 |  | 53514179571 | 7 Weeks | 91 | LB | 22.62 | 11.75 | 14.75 | 1 Year | YES
4382-0010 | N4282 3F/35'Cd/115V/1Ph/DS/cCSAus | N4282 3F/35'Cd/115V/1Ph/DS/cCSAus/UL | https://www.zoellerpumps.com/en-us/products/sewage-pumps/commercial/280-series | EA | 2120 |  | 53514184100 | 7 Weeks | 95 | LB | 22.62 | 11.75 | 14.75 | 1 Year | YES
4382-0011 | G4282 3F/25'Cd/460V/3Ph/DS/cCSAus | G4282 3F/25'Cd/460V/3Ph/DS/cCSAus/UL | https://www.zoellerpumps.com/en-us/products/sewage-pumps/commercial/280-series | EA | 2170 |  | 53514190668 | 7 Weeks | 91 | LB | 22.62 | 11.75 | 14.75 | 1 Year | YES
4382-0012 | J4282 3F/25'Cd/200-208V/3Ph/DS/cCSAus | J4282 3F/25'Cd/200-208V/3Ph/DS/cCSAus/UL | https://www.zoellerpumps.com/en-us/products/sewage-pumps/commercial/280-series | EA | 2180 |  | 53514242374 | 7 Weeks | 88 | LB | 22.62 | 11.75 | 14.75 | 1 Year | YES
4382-0013 | E4282 3F/25'Cd/230V/1Ph/DS/cCSAus | E4282 3F/25'Cd/230V/1Ph/DS/cCSAus/UL | https://www.zoellerpumps.com/en-us/products/sewage-pumps/commercial/280-series | EA | 1990 |  | 53514270315 | 7 Weeks | 88 | LB | 22.62 | 11.75 | 14.75 | 1 Year | YES
4382-0014 | N4282 3F/25'Cd/115V/1Ph/DS/cCSAus | N4282 3F/25'Cd/115V/1Ph/DS/cCSAus/UL | https://www.zoellerpumps.com/en-us/products/sewage-pumps/commercial/280-series | EA | 2020 |  | 53514288839 | 7 Weeks | 94 | LB | 22.62 | 11.75 | 14.75 | 1 Year | YES
4382-0015 | J4282 3F/50'Cd/200-208V/3Ph/DS/cCSAus | J4282 3F/50'Cd/200-208V/3Ph/DS/cCSAus/UL | https://www.zoellerpumps.com/en-us/products/sewage-pumps/commercial/280-series | EA | 2200 |  | 53514352349 | 7 Weeks | 94 | LB | 22.62 | 11.75 | 14.75 | 1 Year | YES
4382-0016 | G4282 3F/50'Cd/460V/3Ph/DS/cCSAus | G4282 3F/50'Cd/460V/3Ph/DS/cCSAus | https://www.zoellerpumps.com/en-us/products/sewage-pumps/commercial/280-series | EA | 2200 |  | 53514462437 | 7 Weeks | 94 | LB | 22.62 | 11.75 | 14.75 | 1 Year | YES
4382-0017 | E4282 3F/50'Cd/230V/1Ph/DS/cCSAus | E4282 3F/50'Cd/230V/1Ph/DS/cCSAus | https://www.zoellerpumps.com/en-us/products/sewage-pumps/commercial/280-series | EA | 2150 |  | 53514470975 | 7 Weeks | 89 | LB | 22.62 | 11.75 | 14.75 | 1 Year | YES
4384-0004 | E4284 3F/230V/1Ph/DS/cCSAus | E4284 3F/230V/1Ph/DS/cCSAus/UL | https://www.zoellerpumps.com/en-us/products/sewage-pumps/commercial/280-series | EA | 2080 |  | 53514057985 | 7 Weeks | 91 | LB | 22.62 | 11.75 | 14.75 | 1 Year | YES
4384-0005 | G4284 3F/460V/3Ph/DS/cCSAus/(4284-0008) | G4284 3F/460V/3Ph/DS/cCSAus/UL | https://www.zoellerpumps.com/en-us/products/sewage-pumps/commercial/280-series | EA | 2160 |  | 53514058265 | 7 Weeks | 91 | LB | 22.62 | 11.75 | 14.75 | 1 Year | YES
4384-0006 | J4284 3F/200-208V/3Ph/DS/cCSAus/(4284-0006) | J4284 3F/200-208V/3Ph/DS/cCSAus/UL | https://www.zoellerpumps.com/en-us/products/sewage-pumps/commercial/280-series | EA | 2090 |  | 53514058760 | 7 Weeks | 91 | LB | 22.62 | 11.75 | 14.75 | 1 Year | YES
4384-0011 | F4284 3F/230V/3Ph/DS/cCSAus | F4284 3F/230V/3Ph/DS/cCSAus/UL | https://www.zoellerpumps.com/en-us/products/sewage-pumps/commercial/280-series | EA | 2090 |  | 53514085643 | 7 Weeks | 91 | LB | 22.62 | 11.75 | 14.75 | 1 Year | YES
4384-0013 | J4284 3F/35'Cd/200-208V/3Ph/DS/cCSAus | J4284 3F/35'Cd/200-208V/3Ph/DS/cCSAus/UL | https://www.zoellerpumps.com/en-us/products/sewage-pumps/commercial/280-series | EA | 2200 |  | 53514106256 | 7 Weeks | 94 | LB | 22.62 | 11.75 | 14.75 | 1 Year | YES
4384-0014 | I4284 3F/200-208V/1Ph/DS/cCSAus | I4284 3F/200-208V/1Ph/DS/cCSAus | https://www.zoellerpumps.com/en-us/products/sewage-pumps/commercial/280-series | EA | 2100 |  | 53514110123 | 7 Weeks | 92 | LB | 22.62 | 11.75 | 14.75 | 1 Year | YES
4384-0015 | G4284 3F/50'Cd/460V/3Ph/DS/cCSAus | G4284 3F/50'Cd/460V/3Ph/DS/cCSAus/UL | https://www.zoellerpumps.com/en-us/products/sewage-pumps/commercial/280-series | EA | 2240 |  | 53514112417 | 7 Weeks | 95 | LB | 22.62 | 11.75 | 14.75 | 1 Year | YES
4384-0016 | F4284 3F/25'Cd/230V/3Ph//DS/cCSAus | F4284 3F/25'Cd/230V/3Ph//DS/cCSAus/UL | https://www.zoellerpumps.com/en-us/products/sewage-pumps/commercial/280-series | EA | 2210 |  | 53514120610 | 7 Weeks | 90 | LB | 22.62 | 11.75 | 14.75 | 1 Year | YES
4384-0017 | G4284 3F/25'Cd/460V/3Ph/DS/cCSAus | G4284 3F/25'Cd/460V/3Ph/DS/cCSAus/UL | https://www.zoellerpumps.com/en-us/products/sewage-pumps/commercial/280-series | EA | 2220 |  | 53514136116 | 7 Weeks | 95 | LB | 22.62 | 11.75 | 14.75 | 1 Year | YES
4384-0018 | E4284 3F/35'Cd/230V/1Ph/DS/cCSAus | E4284 3F/35'Cd/230V/1Ph/DS/cCSAus/UL | https://www.zoellerpumps.com/en-us/products/sewage-pumps/commercial/280-series | EA | 2220 |  | 53514140885 | 7 Weeks | 94 | LB | 22.62 | 11.75 | 14.75 | 1 Year | YES
4384-0019 | J4284 3F/50'Cd/200-208V/3Ph/DS/cCSAus | J4284 3F/50'Cd/200-208V/3Ph/DS/cCSAus/UL | https://www.zoellerpumps.com/en-us/products/sewage-pumps/commercial/280-series | EA | 2230 |  | 53514174989 | 7 Weeks | 96 | LB | 22.62 | 11.75 | 14.75 | 1 Year | YES
4384-0020 | F4284 3F/50'Cd/230V/3Ph/DS/cCSAus | F4284 3F/50'Cd/230V/3Ph/DS/cCSAus/UL/(01 | https://www.zoellerpumps.com/en-us/products/sewage-pumps/commercial/280-series | EA | 2230 |  | 53514229191 | 7 Weeks | 98 | LB | 0 | 0 | 0 | 1 Year | YES
4384-0021 | J4284 3F/25'Cd/200-208V/3Ph/DS/cCSAus | J4284 3F/25'Cd/200-208V/3Ph/DS/cCSAus/UL | https://www.zoellerpumps.com/en-us/products/sewage-pumps/commercial/280-series | EA | 2190 |  | 53514242473 | 7 Weeks | 94 | LB | 22.62 | 11.75 | 14.75 | 1 Year | YES
4384-0022 | E4284 3F/25'Cd/230V/1Ph/DS/cCSAus | E4284 3F/25'Cd/230V/1Ph/DS/cCSAus/UL | https://www.zoellerpumps.com/en-us/products/sewage-pumps/commercial/280-series | EA | 2110 |  | 53514284084 | 7 Weeks | 93 | LB | 22.62 | 11.75 | 14.75 | 1 Year | YES
4384-0023 | I4284 3F/25'Cd/200-208V/1Ph/DS/cCSAus | I4284 3F/25'Cd/200-208V/1Ph/DS/cCSAus | https://www.zoellerpumps.com/en-us/products/sewage-pumps/commercial/280-series | EA | 2140 |  | 53514288495 | 7 Weeks | 98 | LB | 22.62 | 11.75 | 14.75 | 1 Year | YES
4384-0024 | F4284 3F/35'Cd/230V/3Ph/DS/cCSAus | F4284 3F/35'Cd/230V/3Ph/DS/cCSAus/UL | https://www.zoellerpumps.com/en-us/products/sewage-pumps/commercial/280-series | EA | 2200 |  | 53514313173 | 7 Weeks | 96 | LB | 22.62 | 11.75 | 14.75 | 1 Year | YES
4384-0025 | E4284 3F/50'Cd/230V/1Ph/DS/cCSAus | E4284 3F/50'Cd/230V/1Ph/DS/cCSAus/UL | https://www.zoellerpumps.com/en-us/products/sewage-pumps/commercial/280-series | EA | 2260 |  | 53514358983 | 7 Weeks | 94 | LB | 22.62 | 11.75 | 14.75 | 1 Year | YES
4384-0026 | I4284 3F/35'Cd/200-208V/1Ph/DS/cCSAus | I4284 3F/35'Cd/200-208V/1Ph/DS/cCSAus | https://www.zoellerpumps.com/en-us/products/sewage-pumps/commercial/280-series | EA | 2170 |  | 53514382575 | 7 Weeks | 98 | LB | 22.62 | 11.75 | 14.75 | 1 Year | YES
4384-0027 | I4284 3F/50'Cd/200-208V/1Ph/DS/cCSAus/(4284-0020) | I4284 3F/50'Cd/200-208V/1Ph/DS/cCSAus/(4284-0020) | https://www.zoellerpumps.com/en-us/products/sewage-pumps/commercial/280-series | EA | 2270 |  | 53514454173 | 7 Weeks | 99 | LB | 22.62 | 11.75 | 14.75 | 1 Year | YES
4385-0005 | J4185 3F/200-208V/3Ph/DS/cCSAus/(4185-0006) | J4185 3F/200-208V/3Ph/DS/cCSAus/UL/(4185-0006) | https://www.zoellerpumps.com/en-us/products/sump-effluent-pumps/commercial/180-190-series | EA | 2400 |  | 53514098940 | 7 Weeks | 91 | LB | 22.62 | 11.75 | 14.75 | 1 Year | YES
4386-0004 | E4186 3F/230V/1Ph/DS/CSA/(4186-0004) | E4186 3F/230V/1Ph/DS/CSA/(4186-0004) | https://www.zoellerpumps.com/en-us/products/sump-effluent-pumps/commercial/180-190-series | EA | 2510 |  | 53514265960 | 7 Weeks | 96 | LB | 22.62 | 11.75 | 14.75 | 1 Year | YES
4386-0005 | G4186 3F/460V/3Ph/DS/cCSAus/(4186-0006) | G4186 3F/460V/3Ph/DS/cCSAus/(4186-0006) | https://www.zoellerpumps.com/en-us/products/sump-effluent-pumps/commercial/180-190-series | EA | 2730 |  | 53514363482 | 7 Weeks | 97 | LB | 22.62 | 11.75 | 14.75 | 1 Year | YES
4386-0006 | G4186 3F/35'Cd/460V/3Ph/DS/cCSAus/(4186-0011) | G4186 3F/35'Cd/460V/3Ph/DS/cCSAus/(4186-0011) | https://www.zoellerpumps.com/en-us/products/sump-effluent-pumps/commercial/180-190-series | EA | 2800 |  | 53514475147 | 7 Weeks | 97 | LB | 22.62 | 11.75 | 14.75 | 1 Year | YES
4388-0004 | E4188 3F/230V/1Ph/DS/CSA/(4188-0004) | E4188 3F/230V/1Ph/DS/CSA/(4188-0004) | https://www.zoellerpumps.com/en-us/products/sump-effluent-pumps/commercial/180-190-series | EA | 2650 |  | 53514084349 | 7 Weeks | 99 | LB | 22.62 | 11.75 | 14.75 | 1 Year | YES
4388-0005 | J4188 3F/200-208V/3Ph/DS/cCSAus/(4188-0006) | J4188 3F/200-208V/3Ph/DS/cCSAus/UL/(4188-0006) | https://www.zoellerpumps.com/en-us/products/sump-effluent-pumps/commercial/180-190-series | EA | 2870 |  | 53514068844 | 7 Weeks | 97 | LB | 22.62 | 11.75 | 14.75 | 1 Year | YES
4388-0007 | F4188 3F/230V/3Ph/DS/cCSAus/(4188-0007) | F4188 3F/230V/3Ph/DS/cCSAus/UL/(4188-0007) | https://www.zoellerpumps.com/en-us/products/sump-effluent-pumps/commercial/180-190-series | EA | 2860 |  | 53514094522 | 7 Weeks | 97 | LB | 22.62 | 11.75 | 14.75 | 1 Year | YES
4388-0008 | G4188 3F/460V/3Ph/DS/cCSAus(4188-0008) | G4188 3F/460V/3Ph/DS/cCSAus/UL(4188-0008) | https://www.zoellerpumps.com/en-us/products/sump-effluent-pumps/commercial/180-190-series | EA | 2860 |  | 53514103057 | 7 Weeks | 99 | LB | 22.62 | 11.75 | 14.75 | 1 Year | YES
4388-0009 | I4188 3F/200-208V/1Ph/DS/cCSAus/(4188-0005) | I4188 3F/200-208V/1Ph/DS/cCSAus/(4188-0005) | https://www.zoellerpumps.com/en-us/products/sump-effluent-pumps/commercial/180-190-series | EA | 2620 |  | 53514306793 | 7 Weeks | 98 | LB | 22.62 | 11.75 | 14.75 | 1 Year | YES
4388-0010 | F4188 3F/35'Cd/230V/3Ph/DS/cCSAus/(4188-0023) | F4188 3F/35'Cd/230V/3Ph/DS/cCSAus/UL/(4188-0023) | https://www.zoellerpumps.com/en-us/products/sump-effluent-pumps/commercial/180-190-series | EA | 2930 |  | 53514337582 | 7 Weeks | 98 | LB | 22.62 | 11.75 | 14.75 | 1 Year | YES
4388-0011 | J4188 3F/25'Cd/200V/3Ph/DS/cCSAus/(4188-0018) | J4188 3F/25'Cd/200V/3Ph/DS/cCSAus/UL/(4188-0018) | https://www.zoellerpumps.com/en-us/products/sump-effluent-pumps/commercial/180-190-series | EA | 2880 |  | 53514343224 | 7 Weeks | 100 | LB | 22.62 | 11.75 | 14.75 | 1 Year | YES
4388-0012 | J4188 3F/35'Cd/200V/3Ph/DS/cCSAus/(4188-0014) | J4188 3F/35'Cd/200V/3Ph/DS/cCSAus/UL/(4188-0014) | https://www.zoellerpumps.com/en-us/products/sump-effluent-pumps/commercial/180-190-series | EA | 2940 |  | 53514364908 | 7 Weeks | 100 | LB | 22.62 | 11.75 | 14.75 | 1 Year | YES
4388-0013 | J4188 3F/50'Cd/200V/3Ph/DS/cCSAus/(4188-0016) | J4188 3F/50'Cd/200V/3Ph/DS/cCSAus/UL/(4188-0016) | https://www.zoellerpumps.com/en-us/products/sump-effluent-pumps/commercial/180-190-series | EA | 3020 |  | 53514441005 | 7 Weeks | 100 | LB | 22.62 | 11.75 | 14.75 | 1 Year | YES
4388-0014 | I4188 3F/50'Cd//200-208V/1Ph/DS/cCSAus/(4188-0027) | I4188 3F/50'Cd//200-208V/1Ph/DS/cCSAus/(4188-0027) | https://www.zoellerpumps.com/en-us/products/sump-effluent-pumps/commercial/180-190-series | EA | 2680 |  | 53514490416 | 7 Weeks | 98 | LB | 98 | 0 | 0 | 1 Year | YES
4389-0004 | E4189 3F/230V/1Ph/DS/CSA/(4189-0004) | E4189 3F/230V/1Ph/DS/CSA/(4189-0004) | https://www.zoellerpumps.com/en-us/products/sump-effluent-pumps/commercial/180-190-series | EA | 2540 |  | 53514079734 | 7 Weeks | 100 | LB | 22.62 | 11.75 | 14.75 | 1 Year | YES
4389-0007 | E4189 3F/35'Cd/230V/1Ph/DS/CSA(4189-0017) | E4189 3F/35'Cd/230V/1Ph/DS/CSA(4189-0017) | https://www.zoellerpumps.com/en-us/products/sump-effluent-pumps/commercial/180-190-series | EA | 2640 |  | 53514064853 | 7 Weeks | 105 | LB | 22.62 | 11.75 | 14.75 | 1 Year | YES
4389-0008 | E4189 3F/50'Cd/230V/1Ph/DS/CSA(4189-0019) | E4189 3F/50'Cd/230V/1Ph/DS/CSA(4189-0019) | https://www.zoellerpumps.com/en-us/products/sump-effluent-pumps/commercial/180-190-series | EA | 2700 |  | 53514069148 | 7 Weeks | 107 | LB | 22.62 | 11.75 | 14.75 | 1 Year | YES
4389-0010 | J4189 3F/200-208V/3Ph/DS/cCSAus/(4189-0007) | J4189 3F/200-208V/3Ph/DS/cCSAus/UL/(4189-0007) | https://www.zoellerpumps.com/en-us/products/sump-effluent-pumps/commercial/180-190-series | EA | 2750 |  | 53514112349 | 7 Weeks | 97 | LB | 22.62 | 11.75 | 14.75 | 1 Year | YES
4389-0011 | G4189 3F/460V/3Ph/DS/cCSAus/(4189-0009) | G4189 3F/460V/3Ph/DS/cCSAus/UL/(4189-0009) | https://www.zoellerpumps.com/en-us/products/sump-effluent-pumps/commercial/180-190-series | EA | 2740 |  | 53514174712 | 7 Weeks | 97 | LB | 22.62 | 11.75 | 14.75 | 1 Year | YES
4389-0012 | G4189 3F/35'Cd/460V/3Ph/DS/cCSAus/(4189-0026) | G4189 3F/35'Cd/460V/3Ph/DS/cCSAus/UL/(4189-0026) | https://www.zoellerpumps.com/en-us/products/sump-effluent-pumps/commercial/180-190-series | EA | 2810 |  | 53514309725 | 7 Weeks | 100 | LB | 22.62 | 11.75 | 14.75 | 1 Year | YES
4389-0013 | F4189 3F/230V/3Ph/DS/cCSAus/(4189-0008) | F4189 3F/230V/3Ph/DS/cCSAus/UL/(4189-0008) | https://www.zoellerpumps.com/en-us/products/sump-effluent-pumps/commercial/180-190-series | EA | 2850 |  | 53514338275 | 7 Weeks | 98 | LB | 22.62 | 11.75 | 14.75 | 1 Year | YES
4389-0014 | G4189 3F/50'Cd/460V/3Ph/DS/cCSAus/(4189-0020) | G4189 3F/50'Cd/460V/3Ph/DS/cCSAus/UL/(4189-0020) | https://www.zoellerpumps.com/en-us/products/sump-effluent-pumps/commercial/180-190-series | EA | 2860 |  | 53514414610 | 7 Weeks | 106 | LB | 22.62 | 11.75 | 14.75 | 1 Year | YES
4389-0015 | F4189 3F/25'Cd/230V/3Ph/DS/cCSAus/(4189-0030) | F4189 3F/25'Cd/230V/3Ph/DS/cCSAus/UL/(4189-0030) | https://www.zoellerpumps.com/en-us/products/sump-effluent-pumps/commercial/180-190-series | EA | 2860 |  | 53514454104 | 7 Weeks | 98 | LB | 22.62 | 11.75 | 14.75 | 1 Year | YES
4390-0004 | E4290 3F/230V/1Ph/DS/(009348) | E4290 3F/230V/1Ph/DS/(009348) | https://www.zoellerpumps.com/en-us/products/sewage-pumps/commercial/290-series | EA | 3050 |  | 53514054977 | 7 Weeks | 102 | LB | 22.62 | 11.75 | 14.75 | 1 Year | YES
4390-0005 | F4290 3F/230V/3Ph/DS/(011008) | F4290 3F/230V/3Ph/DS/(011008) | https://www.zoellerpumps.com/en-us/products/sewage-pumps/commercial/290-series | EA | 3200 |  | 53514064471 | 7 Weeks | 102 | LB | 22.62 | 11.75 | 14.75 | 1 Year | YES
4390-0006 | G4290 3F/460V/3Ph/DS/(011009) | G4290 3F/460V/3Ph/DS/(011009) | https://www.zoellerpumps.com/en-us/products/sewage-pumps/commercial/290-series | EA | 3200 |  | 53514064488 | 7 Weeks | 102 | LB | 22.62 | 11.75 | 14.75 | 1 Year | YES
4390-0008 | I4290 3F/200-208V/1Ph/DS/(011010) | I4290 3F/200-208V/1Ph/DS/(011010) | https://www.zoellerpumps.com/en-us/products/sewage-pumps/commercial/290-series | EA | 3100 |  | 53514064495 | 7 Weeks | 102 | LB | 22.62 | 11.75 | 14.75 | 1 Year | YES
4390-0009 | J4290 3F/200-208V/3Ph/DS/(011011) | J4290 3F/200-208V/3Ph/DS/(011011) | https://www.zoellerpumps.com/en-us/products/sewage-pumps/commercial/290-series | EA | 3190 |  | 53514064501 | 7 Weeks | 102 | LB | 22.62 | 11.75 | 14.75 | 1 Year | YES
4390-0010 | BA4290 3F/575V/3P/Dbl Sl/(011012) | BA4290 3F/575V/3P/Dbl Sl/(011012) | https://www.zoellerpumps.com/en-us/products/sewage-pumps/commercial/290-series | EA | 3260 |  | 53514064518 | 7 Weeks | 102 | LB | 22.62 | 11.75 | 14.75 | 1 Year | YES
4391-0004 | E4291 3F/230V/1Ph/DS/Wo Plug/(4291-0004) | E4291 3F/230V/1Ph/DS/Wo Plug | https://www.zoellerpumps.com/en-us/products/sewage-pumps/commercial/290-series | EA | 3500 |  | 53514064587 | 7 Weeks | 104 | LB | 22.62 | 11.75 | 14.75 | 1 Year | YES
4391-0005 | F4291 3F/230V/3Ph/DS/(011014) | F4291 3F/230V/3Ph/DS/(011014) | https://www.zoellerpumps.com/en-us/products/sewage-pumps/commercial/290-series | EA | 3630 |  | 53514064594 | 7 Weeks | 104 | LB | 22.62 | 11.75 | 14.75 | 1 Year | YES
4391-0006 | G4291 3F/460V/3Ph/DS/(011015) | G4291 3F/460V/3Ph/DS/(011015) | https://www.zoellerpumps.com/en-us/products/sewage-pumps/commercial/290-series | EA | 3630 |  | 53514064600 | 7 Weeks | 104 | LB | 22.62 | 11.75 | 14.75 | 1 Year | YES
4391-0008 | I4291 3F/200-208V/1Ph/DS/(011016) | I4291 3F/200-208V/1Ph/DS/(011016) | https://www.zoellerpumps.com/en-us/products/sewage-pumps/commercial/290-series | EA | 3540 |  | 53514064617 | 7 Weeks | 104 | LB | 22.62 | 11.75 | 14.75 | 1 Year | YES
4391-0009 | J4291 3F/200-208V/3Ph/DS/(011017) | J4291 3F/200-208V/3Ph/DS/(011017) | https://www.zoellerpumps.com/en-us/products/sewage-pumps/commercial/290-series | EA | 3630 |  | 53514064624 | 7 Weeks | 104 | LB | 22.62 | 11.75 | 14.75 | 1 Year | YES
4391-0010 | BA4291 3F/575V/3P/Dbl Sl/(011018) | BA4291 3F/575V/3P/Dbl Sl/(011018) | https://www.zoellerpumps.com/en-us/products/sewage-pumps/commercial/290-series | EA | 3680 |  | 53514064631 | 7 Weeks | 104 | LB | 22.62 | 11.75 | 14.75 | 1 Year | YES
4391-0013 | E4291 3F/50'CD/230V/1Ph/DS | E4291 3F/50'CD/230V/1Ph/DS | https://www.zoellerpumps.com/en-us/products/sump-effluent-pumps/commercial/180-190-series | EA | 3660 |  | 53514475055 | 7 Weeks | 104 | LB | 22.62 | 11.75 | 14.75 | 1 Year | YES
4392-0002 | N4292 3F/115V/1Ph/DS/CSA | N4292 3F/115V/1Ph/DS/CSA | https://www.zoellerpumps.com/en-us/products/sewage-pumps/commercial/290-series | EA | 2130 |  | 53514061296 | 7 Weeks | 95 | LB | 22.62 | 11.75 | 14.75 | 1 Year | YES
4392-0006 | N4292 3F/35'Cd/115V/1Ph/DS/CSA | N4292 3F/35'Cd/115V/1Ph/DS/CSA | https://www.zoellerpumps.com/en-us/products/sewage-pumps/commercial/290-series | EA | 2160 |  | 53514180799 | 7 Weeks | 98 | LB | 22.62 | 11.75 | 14.75 | 1 Year | YES
4392-0007 | N4292 3F/50'Cd/115V/1Ph/DS/CSA | N4292 3F/50'Cd/115V/1Ph/DS/CSA | https://www.zoellerpumps.com/en-us/products/sewage-pumps/commercial/290-series | EA | 2450 |  | 53514229696 | 7 Weeks | 98 | LB | 22.62 | 11.75 | 14.75 | 1 Year | YES
4392-0008 | F4292 3F/230V/3Ph/DS/cCSAus | F4292 3F/230V/3Ph/DS/cCSAus | https://www.zoellerpumps.com/en-us/products/sewage-pumps/commercial/290-series | EA | 2150 |  | 53514355616 | 7 Weeks | 95 | LB | 22.62 | 11.75 | 14.75 | 1 Year | YES
4392-0009 | G4292 3F/460V/3Ph/DS/cCSAus | G4292 3F/460V/3Ph/DS/cCSAus | https://www.zoellerpumps.com/en-us/products/sewage-pumps/commercial/290-series | EA | 2150 |  | 53514361006 | 7 Weeks | 95 | LB | 22.65 | 11.75 | 14.75 | 1 Year | YES
4392-0010 | J4292 3F/50'Cd/200-208V/3Ph/DS/cCSAus | J4292 3F/50'Cd/200-208V/3Ph/DS/cCSAus | https://www.zoellerpumps.com/en-us/products/sewage-pumps/commercial/290-series | EA | 2250 |  | 53514363864 | 7 Weeks | 95 | LB | 22.62 | 11.75 | 14.75 | 1 Year | YES
4392-0011 | J4292 3F/200-208V/3Ph/DS/cCSAus | J4292 3F/200-208V/3Ph/DS/cCSAus | https://www.zoellerpumps.com/en-us/products/sewage-pumps/commercial/290-series | EA | 2150 |  | 53514412708 | 7 Weeks | 95 | LB | 22.62 | 11.75 | 14.75 | 1 Year | YES
4392-0012 | J4292 3F/25'Cd/200-208V/3Ph/DS/cCSAus | J4292 3F/25'Cd/200-208V/3Ph/DS/cCSAus | https://www.zoellerpumps.com/en-us/products/sewage-pumps/commercial/290-series | EA | 2160 |  | 53514476243 | 7 Weeks | 95 | LB | 22.62 | 11.75 | 14.75 | 1 Year | YES
4392-0013 | N4292 3F/115V/1Ph/DS/CSA/Bronze Impeller | N4292 3F/115V/1Ph/DS/CSA/Bronze Impeller | https://www.zoellerpumps.com/en-us/products/sewage-pumps/commercial/290-series | EA | 2380 |  | 53514477707 | 7 Weeks | 95 | LB | 22.62 | 11.75 | 14.75 | 1 Year | YES
4393-0004 | E4293 3F/230V/1Ph/DS/cCSAus | E4293 3F/230V/1Ph/DS/cCSAus/UL | https://www.zoellerpumps.com/en-us/products/sewage-pumps/commercial/290-series | EA | 2170 |  | 53514078133 | 7 Weeks | 96 | LB | 22.62 | 11.75 | 14.75 | 1 Year | YES
4393-0005 | J4293 3F/200-208V/3Ph/DS/cCSAus/(4293-0006) | J4293 3F/200-208V/3Ph/DS/cCSAus | https://www.zoellerpumps.com/en-us/products/sewage-pumps/commercial/290-series | EA | 2310 |  | 53514057442 | 7 Weeks | 96 | LB | 22.62 | 11.75 | 14.75 | 1 Year | YES
4393-0006 | G4293 3F/460V/3Ph/DS/cCSAus/(4293-0008) | G4293 3F/460V/3Ph/DS/cCSAus/UL | https://www.zoellerpumps.com/en-us/products/sewage-pumps/commercial/290-series | EA | 2340 |  | 53514069124 | 7 Weeks | 96 | LB | 22.62 | 11.75 | 14.75 | 1 Year | YES
4393-0008 | G4293 3F/35'Cd/460V/3Ph/DS/cCSAus | G4293 3F/35'Cd/460V/3Ph/DS/cCSAus/UL | https://www.zoellerpumps.com/en-us/products/sewage-pumps/commercial/290-series | EA | 2360 |  | 53514072995 | 7 Weeks | 97 | LB | 22.62 | 11.75 | 14.75 | 1 Year | YES
4393-0009 | I4293 3F/35'Cd/200-208V/1Ph/DS/cCSAus | I4293 3F/35'Cd/200-208V/1Ph/DS/cCSAus | https://www.zoellerpumps.com/en-us/products/sewage-pumps/commercial/290-series | EA | 2140 |  | 53514141967 | 7 Weeks | 99 | LB | 22.62 | 11.75 | 14.75 | 1 Year | YES
4393-0010 | F4293 3F/230V/3Ph/DS/cCSAus | F4293 3F/230V/3Ph/DS/cCSAus/UL | https://www.zoellerpumps.com/en-us/products/sewage-pumps/commercial/290-series | EA | 2290 |  | 53514190828 | 7 Weeks | 98 | LB | 22.62 | 11.75 | 14.75 | 1 Year | YES
4393-0011 | I4293 3F/200-208V/1Ph/DS/cCSAus | I4293 3F/200-208V/1Ph/DS/cCSAus | https://www.zoellerpumps.com/en-us/products/sewage-pumps/commercial/290-series | EA | 2110 |  | 53514325190 | 7 Weeks | 96 | LB | 22.62 | 11.75 | 14.75 | 1 Year | YES
4393-0012 | E4293 3F/50'Cd/230V/1Ph/DS/cCSAus | E4293 3F/50'Cd/230V/1Ph/DS/cCSAus/UL | https://www.zoellerpumps.com/en-us/products/sewage-pumps/commercial/290-series | EA | 2310 |  | 53514352585 | 7 Weeks | 105 | LB | 22.62 | 11.75 | 14.75 | 1 Year | YES
4393-0013 | F4293 3F/25'Cd/230V/3Ph/DS/cCSAus | F4293 3F/25'Cd/230V/3Ph/DS/cCSAus/UL | https://www.zoellerpumps.com/en-us/products/sewage-pumps/commercial/290-series | EA | 2400 |  | 53514361891 | 7 Weeks | 98 | LB | 22.62 | 11.75 | 14.75 | 1 Year | YES
4393-0014 | J4293 3F/25'Cd/200-208V/3Ph/DS/cCSAus | J4293 3F/25'Cd/200-208V/3Ph/DS/cCSAus | https://www.zoellerpumps.com/en-us/products/sewage-pumps/commercial/290-series | EA | 2330 |  | 53514365745 | 7 Weeks | 96 | LB | 22.62 | 11.75 | 14.75 | 1 Year | YES
4393-0017 | I4293 3F/50'Cd/200-208V/1Ph/DS/cCSAus | I4293 3F/50'Cd/200-208V/1Ph/DS/cCSAus | https://www.zoellerpumps.com/en-us/products/sewage-pumps/commercial/290-series | EA | 2180 |  | 53514473068 | 7 Weeks | 96 | LB | 22.62 | 11.75 | 14.75 | 1 Year | YES
4393-0018 | J4293 3F/50'Cd/200-208V/3P/DS/cCSAus | J4293 3F/50'Cd/200-208V/3P/DS/cCSAus | https://www.zoellerpumps.com/en-us/products/sewage-pumps/commercial/290-series | EA | 2380 |  | 53514487515 | 7 Weeks | 103 | LB | 103 | 0 | 0 | 1 Year | YES
4394-0005 | I4294 3F/200-208V/1Ph/DS/cCSAus | I4294 3F/200-208V/1Ph/DS/cCSAus | https://www.zoellerpumps.com/en-us/products/sewage-pumps/commercial/290-series | EA | 2470 |  | 53514056940 | 7 Weeks | 97 | LB | 22.62 | 11.75 | 14.75 | 1 Year | YES
4394-0006 | J4294 3F/200-208V/3Ph/DS/cCSAus/(4294-0006) | J4294 3F/200-208V/3Ph/DS/cCSAus/UL | https://www.zoellerpumps.com/en-us/products/sewage-pumps/commercial/290-series | EA | 2770 |  | 53514058401 | 7 Weeks | 96 | LB | 22.62 | 11.75 | 14.75 | 1 Year | YES
4394-0008 | E4294 3F/230V/1Ph/DS/CSA/(4294-0004) | E4294 3F/230V/1Ph/DS/CSA | https://www.zoellerpumps.com/en-us/products/sewage-pumps/commercial/290-series | EA | 2550 |  | 53514072322 | 7 Weeks | 96 | LB | 22.62 | 11.75 | 14.75 | 1 Year | YES
4394-0009 | G4294 3F/460V/3Ph/DS/cCSAus/(4294-0008) | G4294 3F/460V/3Ph/DS/cCSAus/UL | https://www.zoellerpumps.com/en-us/products/sewage-pumps/commercial/290-series | EA | 2760 |  | 53514077198 | 7 Weeks | 96 | LB | 22.62 | 11.75 | 14.75 | 1 Year | YES
4394-0012 | E4294 3F/25'Cd/230V/1Ph/DS/CSA | E4294 3F/25'Cd/230V/1Ph/DS/CSA | https://www.zoellerpumps.com/en-us/products/sewage-pumps/commercial/290-series | EA | 2550 |  | 53514102289 | 7 Weeks | 95 | LB | 22.62 | 11.75 | 14.75 | 1 Year | YES
4394-0013 | F4294 3F/230V/3Ph/DS/cCSAus | F4294 3F/230V/3Ph/DS/cCSAus/UL | https://www.zoellerpumps.com/en-us/products/sewage-pumps/commercial/290-series | EA | 2710 |  | 53514121341 | 7 Weeks | 96 | LB | 22.62 | 11.75 | 14.75 | 1 Year | YES
4394-0014 | J4294 3F/25'Cd/200-208V/3Ph/DS/cCSAus | J4294 3F/25'Cd/200-208V/3Ph/DS/cCSAus/UL | https://www.zoellerpumps.com/en-us/products/sewage-pumps/commercial/290-series | EA | 2730 |  | 53514175726 | 7 Weeks | 98 | LB | 22.62 | 11.75 | 14.75 | 1 Year | YES
4394-0015 | G4294 3F/25'Cd/460V/3Ph/DS/cCSAus | G4294 3F/25'Cd/460V/3Ph/DS/cCSAus/UL | https://www.zoellerpumps.com/en-us/products/sewage-pumps/commercial/290-series | EA | 2820 |  | 53514186470 | 7 Weeks | 97 | LB | 22.62 | 11.75 | 14.75 | 1 Year | YES
4394-0016 | E4294 3F/50'Cd/230V/1Ph/DS/CSA | E4294 3F/50'Cd/230V/1Ph/DS/CSA | https://www.zoellerpumps.com/en-us/products/sewage-pumps/commercial/290-series | EA | 2650 |  | 53514230012 | 7 Weeks | 98 | LB | 22.62 | 11.75 | 14.75 | 1 Year | YES
4394-0017 | I4294 3F/50'Cd/200-208V/1Ph/DS/cCSAus | I4294 50'Cd/3F/200-208V/1Ph/DS/cCSAus | https://www.zoellerpumps.com/en-us/products/sewage-pumps/commercial/290-series | EA | 2530 |  | 53514266080 | 7 Weeks | 97 | LB | 22.62 | 11.75 | 14.75 | 1 Year | YES
4394-0019 | J4294 3F/50'Cd/200-208V/3Ph/DS/cCSAus | J4294 3F/50'Cd/200-208V/3Ph/DS/cCSAus/UL | https://www.zoellerpumps.com/en-us/products/sewage-pumps/commercial/290-series | EA | 2870 |  | 53514361280 | 7 Weeks | 98 | LB | 22.62 | 11.75 | 14.75 | 1 Year | YES
4394-0020 | E4294 3F/35'Cd/230V/1Ph/DS/CSA | E4294 3F/35'Cd/230V/1Ph/DS/CSA | https://www.zoellerpumps.com/en-us/products/sewage-pumps/commercial/290-series | EA | 2590 |  | 53514365677 | 7 Weeks | 98 | LB | 22.62 | 11.75 | 14.75 | 1 Year | YES
4394-0021 | G4294 3F/50'Cd/460V/3Ph/DS/cCSAus | G4294 3F/50'Cd/460V/3Ph/DS/cCSAus/UL | https://www.zoellerpumps.com/en-us/products/sewage-pumps/commercial/290-series | EA | 2830 |  | 53514370961 | 7 Weeks | 97 | LB | 22.62 | 11.75 | 14.75 | 1 Year | YES
4394-0022 | F4294 3F/35'Cd/230V/3Ph/DS/cCSAus | F4294 3F/35'Cd/230V/3Ph/DS/cCSAus/UL | https://www.zoellerpumps.com/en-us/products/sewage-pumps/commercial/290-series | EA | 2780 |  | 53514384739 | 7 Weeks | 96 | LB | 22.62 | 11.75 | 14.75 | 1 Year | YES
4394-0023 | E4294 3F/230V/1Ph/DS/CSA/Bronze Impeller | E4294 3F/230V/1Ph/DS/CSA/Bronze Impeller | https://www.zoellerpumps.com/en-us/products/sewage-pumps/commercial/290-series | EA | 2660 |  | 53514430368 | 7 Weeks | 96 | LB | 22.62 | 11.75 | 14.75 | 1 Year | YES
4394-0024 | F4294 3F/50'Cd/230V/3Ph/DS/cCSAus | F4294 3F/50'Cd/230V/3Ph/DS/cCSAus/UL | https://www.zoellerpumps.com/en-us/products/sewage-pumps/commercial/290-series | EA | 2830 |  | 53514441494 | 7 Weeks | 96 | LB | 22.62 | 11.75 | 14.75 | 1 Year | YES
4394-0025 | I4294 3F/35'Cd/200-208V/1Ph/DS/cCSAus | I4294 3F/35'Cd/200-208V/1Ph/DS/cCSAus | https://www.zoellerpumps.com/en-us/products/sewage-pumps/commercial/290-series | EA | 2480 |  | 53514470869 | 7 Weeks | 96 | LB | 22.62 | 11.75 | 14.75 | 1 Year | YES
4394-0026 | J4294 3F/35'Cd/200-208V/3Ph/DS/cCSAus | J4294 3F/35'Cd/200-208V/3Ph/DS/cCSAus | https://www.zoellerpumps.com/en-us/products/sewage-pumps/commercial/290-series | EA | 2790 |  | 53514472320 | 7 Weeks | 96 | LB | 22.62 | 11.75 | 14.75 | 1 Year | YES
4395-0004 | E4295 3F/230V/1Ph/DS/CSA/(4295-0004) | E4295 3F/230V/1Ph/DS/CSA | https://www.zoellerpumps.com/en-us/products/sewage-pumps/commercial/290-series | EA | 2590 |  | 53514085490 | 7 Weeks | 101 | LB | 22.62 | 11.75 | 14.75 | 1 Year | YES
4395-0006 | J4295 3F/35'Cd/200-208V/3Ph/DS/cCSAus | J4295 3F/35'Cd/200-208V/3Ph/DS/cCSAus/UL | https://www.zoellerpumps.com/en-us/products/sewage-pumps/commercial/290-series | EA | 2800 |  | 53514058630 | 7 Weeks | 99 | LB | 22.62 | 11.75 | 14.75 | 1 Year | YES
4395-0007 | G4295 3F/460V/3Ph/DS/cCSAus/(4295-0009) | G4295 3F/460V/3Ph/DS/cCSAus/UL | https://www.zoellerpumps.com/en-us/products/sewage-pumps/commercial/290-series | EA | 2770 |  | 53514061074 | 7 Weeks | 99 | LB | 22.62 | 11.75 | 14.75 | 1 Year | YES
4395-0009 | J4295 3F/200-208V/3Ph/DS/cCSAus/(4295-0007) | J4295 3F/200-208V/3Ph/DS/cCSAus/UL | https://www.zoellerpumps.com/en-us/products/sewage-pumps/commercial/290-series | EA | 2790 |  | 53514077396 | 7 Weeks | 99 | LB | 22.62 | 11.75 | 14.75 | 1 Year | YES
4395-0010 | F4295 3F/230V/3Ph/DS/cCSAus | F4295 3F/230V/3Ph/DS/cCSAus/UL | https://www.zoellerpumps.com/en-us/products/sewage-pumps/commercial/290-series | EA | 2840 |  | 53514077501 | 7 Weeks | 98 | LB | 22.62 | 11.75 | 14.75 | 1 Year | YES
4395-0013 | E4295 3F/25'Cd/230V/1Ph/DS/CSA | E4295 3F/25'Cd/230V/1Ph/DS/CSA | https://www.zoellerpumps.com/en-us/products/sewage-pumps/commercial/290-series | EA | 2600 |  | 53514091378 | 7 Weeks | 101 | LB | 22.62 | 11.75 | 14.75 | 1 Year | YES
4395-0014 | I4295 3F/200-208V/1Ph/DS/cCSAus | I4295 3F/200-208V/1Ph/DS/cCSAus | https://www.zoellerpumps.com/en-us/products/sewage-pumps/commercial/290-series | EA | 2520 |  | 53514092153 | 7 Weeks | 99 | LB | 22.62 | 11.75 | 14.75 | 1 Year | YES
4395-0015 | F4295 3F/25'Cd/230V/3Ph/DS/cCSAus | F4295 3F/25'Cd/230V/3Ph/DS/cCSAus/UL | https://www.zoellerpumps.com/en-us/products/sewage-pumps/commercial/290-series | EA | 2850 |  | 53514176433 | 7 Weeks | 105 | LB | 22.62 | 11.75 | 14.75 | 1 Year | YES
4395-0017 | F4295 3F/35'Cd/230V/3Ph/DS/cCSAus | F4295 3F/35'Cd/230V/3Ph/DS/cCSAus/UL | https://www.zoellerpumps.com/en-us/products/sewage-pumps/commercial/290-series | EA | 2910 |  | 53514186913 | 7 Weeks | 104 | LB | 22.62 | 11.75 | 14.75 | 1 Year | YES
4395-0018 | F4295 3F/50'Cd/230V/3Ph/DS/cCSAus | F4295 3F/50'Cd/230V/3Ph/DS/cCSAus/UL | https://www.zoellerpumps.com/en-us/products/sewage-pumps/commercial/290-series | EA | 2990 |  | 53514201289 | 7 Weeks | 107 | LB | 22.62 | 11.75 | 14.75 | 1 Year | YES
4395-0019 | G4295 3F/25'Cd/460V/3Ph/DS/cCSAus | G4295 3F/25'Cd/460V/3Ph/DS/cCSAus/UL | https://www.zoellerpumps.com/en-us/products/sewage-pumps/commercial/290-series | EA | 2830 |  | 53514211226 | 7 Weeks | 99.5 | LB | 22.62 | 11.75 | 14.75 | 1 Year | YES
4395-0020 | E4295 3F/50'Cd/230V/1Ph/DS/CSA | E4295 3F/50'Cd/230V/1Ph/DS/CSA | https://www.zoellerpumps.com/en-us/products/sewage-pumps/commercial/290-series | EA | 2700 |  | 53514229979 | 7 Weeks | 102 | LB | 22.62 | 11.75 | 14.75 | 1 Year | YES
4395-0021 | G4295 3F/50'Cd/460V/3Ph/DS/cCSAus | G4295 3F/50'Cd/460V/3Ph/DS/cCSAus/UL | https://www.zoellerpumps.com/en-us/products/sewage-pumps/commercial/290-series | EA | 2840 |  | 53514256104 | 7 Weeks | 99.5 | LB | 22.62 | 11.75 | 14.75 | 1 Year | YES
4395-0022 | J4295 3F/25'Cd/200-208V/3Ph/DS/cCSAus | J4295 3F/25'Cd/200-208V/3Ph/DS/cCSAus/UL | https://www.zoellerpumps.com/en-us/products/sewage-pumps/commercial/290-series | EA | 2740 |  | 53514264420 | 7 Weeks | 99 | LB | 22.62 | 11.75 | 14.75 | 1 Year | YES
4395-0023 | J4295 3F/50'Cd/200-208V/3Ph/DS/cCSAus | J4295 3F/50'Cd/200-208V/3Ph/DS/cCSAus/UL | https://www.zoellerpumps.com/en-us/products/sewage-pumps/commercial/290-series | EA | 2880 |  | 53514305130 | 7 Weeks | 102 | LB | 22.62 | 11.75 | 14.75 | 1 Year | YES
4395-0024 | G4295 3F/35'Cd/460V/3Ph/DS/cCSAus | G4295 3F/35'Cd/460V/3Ph/DS/cCSAus/UL | https://www.zoellerpumps.com/en-us/products/sewage-pumps/commercial/290-series | EA | 2790 |  | 53514306830 | 7 Weeks | 97 | LB | 22.62 | 11.75 | 14.75 | 1 Year | YES
4395-0025 | I4295 3F/50'Cd/200-208V/1Ph/DS/cCSAus | I4295 3F/50'Cd/200-208V/1Ph/DS/cCSAus | https://www.zoellerpumps.com/en-us/products/sewage-pumps/commercial/290-series | EA | 2710 |  | 53514345778 | 7 Weeks | 101 | LB | 22.62 | 11.75 | 14.75 | 1 Year | YES
4395-0027 | I4295 3F/25'Cd/200-208V/1Ph/DS/cCSAus | I4295 3F/25'Cd/200-208V/1Ph/DS/cCSAus | https://www.zoellerpumps.com/en-us/products/sewage-pumps/commercial/290-series | EA | 2550 |  | 53514484835 | 7 Weeks | 99 | LB | 22.62 | 11.75 | 14.75 | 1 Year | YES
4395-0030 | J4295 3F/200-208V/3Ph/DS/cCSAus/Bronze Impeller |  |  | EA | 2930 |  | 53514509859 | 7 Weeks | 99 | LB | 22.62 | 11.75 | 14.75 | 12 Months | YES
44-0002 | N44 115V/1Ph/9'Cd/cCSAus | N44 115V/1Ph/9'Cd/cCSAus | https://www.zoellerpumps.com/en-us/products/40-series | EA | 300 |  | 53514127626 | Consult Factory | 7.7 | LB | 12 | 6.5 | 8 | 1 Year | YES
44-0005 | N44 115V/1Ph/20'Cd/cCSAus | N44 115V/1Ph/20'Cd/cCSAus | https://www.zoellerpumps.com/en-us/products/40-series | EA | 310 |  | 53514127633 | Consult Factory | 8.5 | LB | 12 | 6.5 | 8 | 1 Year | YES
44-0006 | LM44 115V/1Ph/9'Cd/Auto W-Sensor/cCSAus | LM44 115V/1Ph/9'Cd/Auto W-Sensor/cCSAus | https://www.zoellerpumps.com/en-us/products/40-series | EA | 380 |  | 53514196790 | Consult Factory | 8.6 | LB | 12 | 6.5 | 8 | 1 Year | YES
44-0007 | LM44 115V/1Ph/20'Cd/Autow-Sensor/cCSAus | LM44 115V/1Ph/20'Cd/Autow-Sensor/cCSAus | https://www.zoellerpumps.com/en-us/products/40-series | EA | 370 |  | 53514196806 | Consult Factory | 9.4 | LB | 12 | 6.5 | 8 | 1 Year | YES
4404-0004 | E4404 230V/1Ph/DS/cCSAus | E4404 230V/1Ph/DS/cCSAus | https://www.zoellerpumps.com/en-us/products/sewage-pumps/commercial/400-series | EA | 3350 |  | 53514091897 | 7 Weeks | 147 | LB | 45 | 24.5 | 32.75 | 1 Year | YES
4404-0005 | F4404 230V/3Ph/DS/cCSAus | F4404 230V/3Ph/DS/cCSAus | https://www.zoellerpumps.com/en-us/products/sewage-pumps/commercial/400-series | EA | 3480 |  | 53514091927 | 7 Weeks | 147 | LB | 45 | 24.5 | 32.75 | 1 Year | NO
4404-0006 | G4404 460V/3Ph/DS/cCSAus | G4404 460V/3Ph/DS/cCSAus | https://www.zoellerpumps.com/en-us/products/sewage-pumps/commercial/400-series | EA | 3460 |  | 53514091934 | 7 Weeks | 147 | LB | 45 | 24.5 | 32.75 | 1 Year | NO
4404-0007 | I4404 200-208V/1Ph/DS/cCSAus | I4404 200-208V/1Ph/DS/cCSAus | https://www.zoellerpumps.com/en-us/products/sewage-pumps/commercial/400-series | EA | 3390 |  | 53514091941 | 7 Weeks | 147 | LB | 45 | 24.5 | 32.75 | 1 Year | NO
4404-0008 | J4404 200-208V/3Ph/DS/cCSAus | J4404 200-208V/3Ph/DS/cCSAus | https://www.zoellerpumps.com/en-us/products/sewage-pumps/commercial/400-series | EA | 3490 |  | 53514091958 | 7 Weeks | 147 | LB | 45 | 24.5 | 32.75 | 1 Year | NO
4404-0010 | WD4404 230V/1Ph/Dbl Sl/cCSAus | WD4404 230V/1Ph/Dbl Sl/cCSAus | https://www.zoellerpumps.com/en-us/products/sewage-pumps/commercial/400-series | EA | 3610 |  | 53514091972 | 7 Weeks | 150 | LB | 45 | 24.5 | 32.75 | 1 Year | NO
4404-0011 | E4404 50'Cd/230V/1Ph/DS/cCSAus | E4404 50'Cd/230V/1Ph/DS/cCSAus | https://www.zoellerpumps.com/en-us/products/sewage-pumps/commercial/400-series | EA | 3520 |  | 53514111588 | 7 Weeks | 155 | LB | 45 | 24.5 | 32.75 | 1 Year | YES
4404-0012 | J4404 35'Cd/200-208V/3Ph/DS/cCSAus | J4404 35'Cd/200-208V/3Ph/DS/cCSAus | https://www.zoellerpumps.com/en-us/products/sewage-pumps/commercial/400-series | EA | 3610 |  | 53514141783 | 7 Weeks | 153 | LB | 45 | 24.5 | 32.75 | 1 Year | NO
4404-0013 | F4404 25'Cd/230V/3Ph/DS/cCSAus | F4404 25'Cd/230V/3Ph/DS/cCSAus | https://www.zoellerpumps.com/en-us/products/sewage-pumps/commercial/400-series | EA | 3580 |  | 53514171353 | 7 Weeks | 147 | LB | 45 | 24.5 | 32.75 | 1 Year | NO
4404-0014 | E4404 35'Cd/230V/1Ph/DS/cCSAus | E4404 35'Cd/230V/1Ph/DS/cCSAus | https://www.zoellerpumps.com/en-us/products/sewage-pumps/commercial/400-series | EA | 3470 |  | 53514178642 | 7 Weeks | 152 | LB | 45 | 24.5 | 32.75 | 1 Year | YES
4404-0015 | E4404 25'Cd/230V/1Ph/DS/cCSAus | E4404 25'Cd/230V/1Ph/DS/cCSAus | https://www.zoellerpumps.com/en-us/products/sewage-pumps/commercial/400-series | EA | 3460 |  | 53514207625 | 7 Weeks | 150 | LB | 45 | 24.5 | 32.75 | 1 Year | YES
4404-0016 | J4404 50'Cd/200-208V/3Ph/DS/cCSAus | J4404 50'Cd/200-208V/3Ph/DS/cCSAus | https://www.zoellerpumps.com/en-us/products/sewage-pumps/commercial/400-series | EA | 3650 |  | 53514300159 | 7 Weeks | 153 | LB | 45 | 24.5 | 32.75 | 1 Year | NO
4404-0017 | G4404 35'Cd/460V/3Ph/DS/cCSAus | G4404 35'Cd/460V/3Ph/DS/cCSAus | https://www.zoellerpumps.com/en-us/products/sewage-pumps/commercial/400-series | EA | 3580 |  | 53514342968 | 7 Weeks | 148 | LB | 45 | 24.5 | 32.75 | 1 Year | NO
4404-0018 | I4404 25'Cd/200-208V/1Ph/DS/cCSAus | I4404 25'Cd/200-208V/1Ph/DS/cCSAus | https://www.zoellerpumps.com/en-us/products/sewage-pumps/commercial/400-series | EA | 3500 |  | 53514400798 | 7 Weeks | 147 | LB | 45 | 24.5 | 32.75 | 1 Year | NO
4404-0019 | I4404 50'Cd/200-208V/1Ph/DS/cCSAus | I4404 50'Cd/200-208V/1Ph/DS/cCSAus | https://www.zoellerpumps.com/en-us/products/sewage-pumps/commercial/400-series | EA | 3640 |  | 53514454180 | 7 Weeks | 147 | LB | 45 | 24.5 | 32.75 | 1 Year | NO
4404-0020 | G4404 50'Cd/460V/3Ph/DS/cCSAus | G4404 50'Cd/460V/3Ph/DS/cCSAus | https://www.zoellerpumps.com/en-us/products/sewage-pumps/commercial/400-series | EA | 3680 |  | 53514460143 | 7 Weeks | 148 | LB | 45 | 24.5 | 32.75 | 1 Year | NO
4405-0004 | E4405 230V/1Ph/DS/CSA | E4405 230V/1Ph/DS/CSA | https://www.zoellerpumps.com/en-us/products/sewage-pumps/commercial/400-series | EA | 3830 |  | 53514053215 | 7 Weeks | 147 | LB | 45 | 24.5 | 32.75 | 1 Year | YES
4405-0006 | I4405 200-208V/1Ph/DS/cCSAus | I4405 200-208V/1Ph/DS/cCSAus | https://www.zoellerpumps.com/en-us/products/sewage-pumps/commercial/400-series | EA | 3870 |  | 53514053239 | 7 Weeks | 147 | LB | 45 | 24.5 | 32.75 | 1 Year | NO
4405-0007 | J4405 200-208V/3Ph/DS/cCSAus | J4405 200-208V/3Ph/DS/cCSAus | https://www.zoellerpumps.com/en-us/products/sewage-pumps/commercial/400-series | EA | 3950 |  | 53514053246 | 7 Weeks | 147 | LB | 45 | 24.5 | 32.75 | 1 Year | NO
4405-0008 | F4405 230V/3Ph/DS/cCSAus | F4405 230V/3Ph/DS/cCSAus | https://www.zoellerpumps.com/en-us/products/sewage-pumps/commercial/400-series | EA | 3950 |  | 53514053253 | 7 Weeks | 147 | LB | 45 | 24.5 | 32.75 | 1 Year | NO
4405-0009 | G4405 460V/3Ph/DS/cCSAus | G4405 460V/3Ph/DS/cCSAus | https://www.zoellerpumps.com/en-us/products/sewage-pumps/commercial/400-series | EA | 3940 |  | 53514053260 | 7 Weeks | 147 | LB | 45 | 24.5 | 32.75 | 1 Year | NO
4405-0018 | G4405 50'Cd/460V/3Ph/DS/cCSAus | G4405 50'Cd/460V/3Ph/DS/cCSAus | https://www.zoellerpumps.com/en-us/products/sewage-pumps/commercial/400-series | EA | 4100 |  | 53514064006 | 7 Weeks | 155 | lb | 45 | 24.5 | 32.75 | 1 Year | NO
4405-0019 | F4405 50'Cd/230V/3Ph/DS/cCSAus | F4405 50'Cd/230V/3Ph/DS/cCSAus | https://www.zoellerpumps.com/en-us/products/sewage-pumps/commercial/400-series | EA | 4120 |  | 53514069254 | 7 Weeks | 155 | LB | 45 | 24.5 | 32.75 | 1 Year | NO
4405-0020 | G4405 35'Cd/460V/3Ph/DS/cCSAus | G4405 35'Cd/460V/3Ph/DS/cCSAus | https://www.zoellerpumps.com/en-us/products/sewage-pumps/commercial/400-series | EA | 4060 |  | 53514076672 | 7 Weeks | 153 | LB | 45 | 24.5 | 32.75 | 1 Year | NO
4405-0023 | E4405 35'Cd/230V/1Ph/DS/CSA | E4405 35'Cd/230V/1Ph/DS/CSA | https://www.zoellerpumps.com/en-us/products/sewage-pumps/commercial/400-series | EA | 3960 |  | 53514088910 | 7 Weeks | 153 | LB | 45 | 24.5 | 32.75 | 1 Year | YES
4405-0024 | WD4405 230V/1Ph/DS/CSA | WD4405 230V/1Ph/DS/CSA | https://www.zoellerpumps.com/en-us/products/sewage-pumps/commercial/400-series | EA | 4090 |  | 53514094690 | 7 Weeks | 150 | LB | 45 | 24.5 | 32.75 | 1 Year | NO
4405-0025 | J4405 35'Cd/200-208V/3Ph/DS/cCSAus | J4405 35'Cd/200-208V/3Ph/DS/cCSAus | https://www.zoellerpumps.com/en-us/products/sewage-pumps/commercial/400-series | EA | 4070 |  | 53514151300 | 7 Weeks | 150 | LB | 45 | 24.5 | 32.75 | 1 Year | NO
4405-0026 | J4405 50'Cd/200-208V/3Ph/DS/cCSAus | J4405 50'Cd/200-208V/3Ph/DS/cCSAus | https://www.zoellerpumps.com/en-us/products/sewage-pumps/commercial/400-series | EA | 4110 |  | 53514156916 | 7 Weeks | 153 | LB | 45 | 24.5 | 32.75 | 1 Year | NO
4405-0028 | E4405 50'Cd/230V/1Ph/DS/CSA | E4405 50'Cd/230V/1Ph/DS/CSA | https://www.zoellerpumps.com/en-us/products/sewage-pumps/commercial/400-series | EA | 4000 |  | 53514172091 | 7 Weeks | 155 | LB | 45 | 24.5 | 32.75 | 1 Year | YES
4405-0029 | I4405 25'Cord/200-208V/1Ph/DS/cCSAus | I4405 25'Cord/200-208V/1Ph/DS/cCSAus | https://www.zoellerpumps.com/en-us/products/sewage-pumps/commercial/400-series | EA | 3980 |  | 53514235369 | 7 Weeks | 147 | LB | 45 | 24.5 | 32.75 | 1 Year | NO
4405-0030 | WD4405 50'Cd/230V/1Ph/DS/CSA | WD4405 50'Cd/230V/1Ph/DS/CSA | https://www.zoellerpumps.com/en-us/products/sewage-pumps/commercial/400-series | EA | 4270 |  | 53514293604 | 7 Weeks | 150 | LB | 45 | 24.5 | 32.75 | 1 Year | NO
4405-0031 | G4405 25'Cd/460V/3Ph/DS/cCSAus | G4405 25'Cd/460V/3Ph/DS/cCSAus | https://www.zoellerpumps.com/en-us/products/sewage-pumps/commercial/400-series | EA | 4050 |  | 53514300135 | 7 Weeks | 153 | LB | 45 | 24.5 | 32.75 | 1 Year | NO
4405-0032 | E4405 25'Cd/230V/1Ph/DS/CSA | E4405 25'Cd/230V/1Ph/DS/CSA | https://www.zoellerpumps.com/en-us/products/sewage-pumps/commercial/400-series | EA | 3940 |  | 53514318819 | 7 Weeks | 245 | LB | 45 | 24.5 | 32.75 | 1 Year | YES
4405-0034 | F4405 35'Cd/230V/3Ph/DS/cCSAus | F4405 35'Cd/230V/3Ph/DS/cCSAus | https://www.zoellerpumps.com/en-us/products/sewage-pumps/commercial/400-series | EA | 4070 |  | 53514359317 | 7 Weeks | 155 | LB | 45 | 24.5 | 32.75 | 1 Year | NO
4405-0036 | I4405 50'Cord/200-208V/1Ph/DS/cCSAus | I4405 50'Cord/200-208V/1Ph/DS/cCSAus | https://www.zoellerpumps.com/en-us/products/sewage-pumps/commercial/400-series | EA | 4040 |  | 53514465087 | 7 Weeks | 147 | LB | 45 | 24.5 | 32.75 | 1 Year | NO
450-0005 | Pump,.5Hp/230V/7 Gpm/10-Stage/3-Wire w-Grnd/Turbine Potable Water/cCSAus | Pump,.5Hp/230V/7 Gpm/10-Stage/3-Wire w-Grnd/Turbine Potable Water/cCSAus | https://www.zoellerpumps.com/en-us/products/potable-water/turbine | EA | 1380 |  | 53514215583 | 5 Weeks | 28 | LB | 4.25 | 4.25 | 35 | 1 Year | NO
450-0006 | Pump,.5Hp/115V/7 Gpm/10-Stage/2-Wire w-Grnd/Turbine Potable Water/cCSAus | Pump,.5Hp/115V/7 Gpm/10-Stage/2-Wire w-Grnd/Turbine Potable Water/cCSAus | https://www.zoellerpumps.com/en-us/products/potable-water/turbine | EA | 1420 |  | 53514215606 | 5 Weeks | 28 | LB | 4.25 | 4.25 | 30 | 1 Year | NO
450-0007 | Pump,.5Hp/230V/7 Gpm/10-Stage/2-Wire w-Grnd/Turbine Potable Water/cCSAus | Pump,.5Hp/230V/7 Gpm/10-Stage/2-Wire w-Grnd/Turbine Potable Water/cCSAus | https://www.zoellerpumps.com/en-us/products/potable-water/turbine | EA | 1430 |  | 53514215620 | 5 Weeks | 28 | LB | 4.25 | 4.25 | 35 | 1 Year | NO
450-0008 | Pump,.5Hp/115V/11 Gpm/7-Stage/3-Wire w-Grnd/Turbine Potable Water/cCSAus | Pump,.5Hp/115V/11 Gpm/7-Stage/3-Wire w-Grnd/Turbine Potable Water/cCSAus | https://www.zoellerpumps.com/en-us/products/potable-water/turbine | EA | 1420 |  | 53514219765 | 5 Weeks | 27 | LB | 4.25 | 4.25 | 35 | 1 Year | NO
450-0009 | Pump,.5Hp/230V/11 Gpm/7-Stage/3-Wire w-Grnd/Turbine Potable Water/cCSAus | Pump,.5Hp/230V/11 Gpm/7-Stage/3-Wire w-Grnd/Turbine Potable Water/cCSAus | https://www.zoellerpumps.com/en-us/products/potable-water/turbine | EA | 1340 |  | 53514219789 | 5 Weeks | 27 | LB | 4.25 | 4.25 | 26 | 1 Year | NO
450-0010 | Pump,.5Hp/115V/11 Gpm/7-Stage/2-Wire w-Grnd/Turbine Potable Water/cCSAus | Pump,.5Hp/115V/11 Gpm/7-Stage/2-Wire w-Grnd/Turbine Potable Water/cCSAus | https://www.zoellerpumps.com/en-us/products/potable-water/turbine | EA | 1510 |  | 53514219826 | 5 Weeks | 27 | LB | 4.25 | 4.25 | 26 | 1 Year | NO
450-0011 | Pump,.5Hp/230V/11 Gpm/7-Stage/2-Wire w-Grnd/Turbine Potable Water/cCSAus | Pump,.5Hp/230V/11 Gpm/7-Stage/2-Wire w-Grnd/Turbine Potable Water/cCSAus | https://www.zoellerpumps.com/en-us/products/potable-water/turbine | EA | 1480 |  | 53514219840 | 5 Weeks | 27 | LB | 4.25 | 4.25 | 26 | 1 Year | NO
450-0012 | Pump,.5Hp/115V/5 Gpm/15-Stage/2-Wire w-Grnd/Turbine Potable Water/cCSAus | Pump,.5Hp/115V/5 Gpm/15-Stage/2-Wire w-Grnd/Turbine Potable Water/cCSAus | https://www.zoellerpumps.com/en-us/products/potable-water/turbine | EA | 1540 |  | 53514288730 | 5 Weeks | 26.5 | LB | 4.25 | 4.25 | 30 | 1 Year | NO
450-0013 | Pump,.5Hp/230V/5 Gpm/15-Stage/2-Wire w-Grnd/Turbine Potable Water/cCSAus | Pump,.5Hp/230V/5 Gpm/15-Stage/2-Wire w-Grnd/Turbine Potable Water/cCSAus | https://www.zoellerpumps.com/en-us/products/potable-water/turbine | EA | 1340 |  | 53514288778 | 5 Weeks | 26.5 | LB | 4.25 | 4.25 | 30 | 1 Year | NO
451-0005 | Pump,.75Hp/230V/7 Gpm/14-Stage/2-Wire w-Grnd/Turbine Potable Water/cCSAus | Pump,.75Hp/230V/7 Gpm/14-Stage/2-Wire w-Grnd/Turbine Potable Water/cCSAus | https://www.zoellerpumps.com/en-us/products/potable-water/turbine | EA | 1540 |  | 53514219857 | 5 Weeks | 32 | LB | 4.25 | 4.25 | 35 | 1 Year | NO
451-0006 | Pump,.75Hp/230V/11 Gpm/10-Stage/3-Wire w-Grnd/Turbine Potable Water/cCSAus | Pump,.75Hp/230V/11 Gpm/10-Stage/3-Wire w-Grnd/Turbine Potable Water/cCSAus | https://www.zoellerpumps.com/en-us/products/potable-water/turbine | EA | 1440 |  | 53514219871 | 5 Weeks | 32 | LB | 4.25 | 4.25 | 35 | 1 Year | NO
451-0007 | Pump,.75Hp/230V/11 Gpm/10-Stage/2-Wire w-Grnd/Turbine Potable Water/cCSAus | Pump,.75Hp/230V/11 Gpm/10-Stage/2-Wire w-Grnd/Turbine Potable Water/cCSAus | https://www.zoellerpumps.com/en-us/products/potable-water/turbine | EA | 1620 |  | 53514219895 | 5 Weeks | 32 | LB | 4.25 | 4.25 | 35 | 1 Year | NO
451-0008 | Pump,.75Hp/230V/5 Gpm/21-Stage/2-Wire w-Grnd/Turbine Potable Water/cCSAus | Pump,.75Hp/230V/5 Gpm/21-Stage/2-Wire w-Grnd/Turbine Potable Water/cCSAus | https://www.zoellerpumps.com/en-us/products/potable-water/turbine | EA | 1780 |  | 53514288792 | 5 Weeks | 31.25 | LB | 4.25 | 4.25 | 36 | 1 Year | NO
452-0005 | Pump,1Hp/230V/11 Gpm/13-Stage/3-Wire w-Grnd/Turbine Potable Water/cCSAus | Pump,1Hp/230V/11 Gpm/13-Stage/3-Wire w-Grnd/Turbine Potable Water/cCSAus | https://www.zoellerpumps.com/en-us/products/potable-water/turbine | EA | 1550 |  | 53514219918 | 5 Weeks | 36 | LB | 4.25 | 4.25 | 35 | 1 Year | NO
452-0006 | Pump,1Hp/230V/11 Gpm/13-Stage/2-Wire w-Grnd/Turbine Potable Water/cCSAus | Pump,1Hp/230V/11 Gpm/13-Stage/2-Wire w-Grnd/Turbine Potable Water/cCSAus | https://www.zoellerpumps.com/en-us/products/potable-water/turbine | EA | 1600 |  | 53514219932 | 5 Weeks | 36 | LB | 4.25 | 4.25 | 35 | 1 Year | NO
452-0007 | Pump,1Hp/230V/19 Gpm/9-Stage/3-Wire w-Grnd/Turbine Potable Water/cCSAus | Pump,1Hp/230V/19 Gpm/9-Stage/3-Wire w-Grnd/Turbine Potable Water/cCSAus | https://www.zoellerpumps.com/en-us/products/potable-water/turbine | EA | 1490 |  | 53514219956 | 5 Weeks | 36 | LB | 4.25 | 4.25 | 35 | 1 Year | NO
452-0008 | Pump,1Hp/230V/19 Gpm/9-Stage/2-Wire w-Grnd/Turbine Potable Water/cCSAus | Pump,1Hp/230V/19 Gpm/9-Stage/2-Wire w-Grnd/Turbine Potable Water/cCSAus | https://www.zoellerpumps.com/en-us/products/potable-water/turbine | EA | 1660 |  | 53514219994 | 5 Weeks | 36 | LB | 4.25 | 4.25 | 35 | 1 Year | NO
452-0009 | Pump,1Hp/230V/5 Gpm/26-Stage/2-Wire w-Grnd/Turbine Potable Water/cCSAus | Pump,1Hp/230V/5 Gpm/26-Stage/2-Wire w-Grnd/Turbine Potable Water/cCSAus | https://www.zoellerpumps.com/en-us/products/potable-water/turbine | EA | 1970 |  | 53514288815 | 5 Weeks | 35.5 | LB | 4.25 | 4.25 | 41 | 1 Year | NO
460-0006 | NE460 115/230V/1Ph/.5HP/Dual Volt/Shallow Well | NE460 115/230V/1Ph/.5HP/Dual Volt/Shallow Well | https://www.zoellerpumps.com/en-us/products/potable-water/turbine | EA | 1000 |  | 53514218669 | 4 Weeks | 41 | LB | 10.6 | 11 | 19.5 | 1 Year | NO
46-0002 | N46 115V/1Ph/.5Hp/9'Cd/cCSAus | N46 115V/1Ph/.5Hp/9'Cd/cCSAus | https://www.zoellerpumps.com/en-us/products/40-series | EA | 550 |  | 53514136284 | 4 Weeks | 15 | LB | 15 | 6.5 | 8 | 1 Year | YES
46-0005 | N46 115V/1Ph/.5Hp/20'Cd/cCSAus | N46 115V/1Ph/.5Hp/20'Cd/cCSAus | https://www.zoellerpumps.com/en-us/products/40-series | EA | 570 |  | 53514136291 | 4 Weeks | 16 | LB | 15 | 6.5 | 8 | 1 Year | YES
461-0006 | NE461 115/230V/1Ph/.75HP/Dual Volt/Shallow Well | NE461 115/230V/1Ph/.75HP/Dual Volt/Shallow Well | https://www.zoellerpumps.com/en-us/products/potable-water/jet-pumps | EA | 1010 |  | 53514218683 | 4 Weeks | 43 | LB | 10.6 | 15.3 | 19.5 | 1 Year | NO
462-0006 | NE462 115/230V/1Ph/.5HP/Dual Volt/Convertible/1.25" Inlet x .75" Discharge | NE462 115/230V/1Ph/.5HP/Dual Volt/Convertible/1.25" Inlet x .75" Discharge | https://www.zoellerpumps.com/en-us/products/potable-water/jet-pumps | EA | 870 |  | 53514218706 | 5 Weeks | 41 | LB | 10.6 | 11 | 19.5 | 1 Year | NO
463-0006 | NE463 115/230V/1Ph/1HP/Dual Volt/Convertible/1.25" Inlet x 1" Discharge | NE463 115/230V/1Ph/1HP/Dual Volt/Convertible/1.25" Inlet x 1" Discharge | https://www.zoellerpumps.com/en-us/products/potable-water/jet-pumps | EA | 1080 |  | 53514218720 | 4 Weeks | 51 | LB | 10.6 | 15.3 | 19.5 | 1 Year | NO
49-0005 | WM49 115V/1Ph/.25Hp/MFS/cCSAus | WM49 115V/1Ph/.25Hp/MFS/Titan/cCSAus | https://www.zoellerpumps.com/en-us/products/sump-effluent-pumps/residential/model-49 | EA | 293 |  | 53514180843 | IN STOCK | 11 | LB | 10.75 | 7.5 | 9.5 | 2 Year | YES
49-0006 | WM49 20'Cd/115V/1P/cCSAus | WM49 20'Cd/115V/1P/Titan/cCSAus | https://www.zoellerpumps.com/en-us/products/sump-effluent-pumps/residential/model-49 | EA | 318 |  | 53514183226 | 5 Weeks | 11 | LB | 10.75 | 7.5 | 9.5 | 2 Year | YES
5000-0001 | Filter,Pressure Eff/Sim Tech Model Stf-100A2 |  |  | EA | 1000 |  | 53514139186 | 4 Weeks | 8 | LB | 30 | 6 | 0 | 1 Year | NO
5000-0002 | Filter,Sock 100 Micron/Sim Tech Stf-104Tn |  |  | EA | 87 |  | 53514139193 | 5 Weeks | 0.05 | LB | 6 | 1 | 0 | 1 Year | NO
5000-0003 | Filter,Sock 600 Micron/Sim Tech Stf-104 |  |  | EA | 23 |  | 53514139209 | 5 Weeks | 0.5 | LB | 6 | 1 | 0 | 1 Year | NO
5000-0004 | Wrench,Filter Lid/Screenremoval/Sim Tech/Stf-103 |  |  | EA | 320 |  | 53514139216 | 5 Weeks | 3.5 | LB | 35 | 6 | 0 | 1 Year | NO
5000-0005 | Tool, Cmpr Screen Removal/Sim Tech/Stf-103B |  |  | EA | 160 |  | 53514139223 | 5 Weeks | 5 | LB | 35 | 6 | 0 | 1 Year | NO
5000-0007 | Filter,WW4 Effluent/Clarus |  |  | EA | 325 |  | 53514142117 | 9 Weeks | 14 | LB | 27 | 10.5 | 0 | 10 Year | NO
5000-0008 | Filter,Pressure Eff3"Inlet/Outlet/Stf-100A3 |  |  | EA | 1180 |  | 53514152154 | 5 Weeks | 8 | LB | 30 | 6 | 0 | 1 Year | NO
5000-0010 | Filter,Sock 800 Mesh/1/32" 24WX20L |  |  | EA | 41 |  | 53514153724 | 5 Weeks | 0.5 | LB | 6 | 1 | 0 | 1 Year | NO
5030-0005 | Pump,.5Hp/115V/1Ph/11Gpm/5-Stage/1.25"Disc/10'Cd/cCSAus |  |  | EA | 1390 |  | 53514140182 | 4 Weeks | 26 | LB | 4.5 | 4.25 | 0 | 1 Year | NO
5030-0006 | Pump,.5Hp/230V/1Ph/11Gpm/5-Stage/1.25"Disc/10'Cd/cCSAus |  |  | EA | 1390 |  | 53514140199 | 5 Weeks | 26 | LB | 4.5 | 4.25 | 0 | 1 Year | NO
5030-0007 | Pump,.5Hp/115V/1Ph/11Gpm/7-Stage/1.25"Disc/10'Cd/cCSAus |  |  | EA | 1430 |  | 53514140205 | 4 Weeks | 26 | LB | 4.5 | 4.25 | 0 | 1 Year | NO
5030-0008 | Pump,.5Hp/230V/1Ph/11Gpm/7-Stage/1.25"Disc/10'Cd/cCSAus |  |  | EA | 1170 |  | 53514140212 | 4 Weeks | 26 | LB | 4.5 | 4.25 | 0 | 1 Year | NO
5030-0009 | Pump,.75Hp/230/1P/11Gpm/10-Stage/1.25"Disc/10'Cd/cCSAus |  |  | EA | 1530 |  | 53514140229 | 4 Weeks | 30 | LB | 4.5 | 4.25 | 0 | 1 Year | NO
5030-0012 | Pump,1Hp/230V/1Ph/11Gpm/13-Stage/1.25"Disc/10'Cd/cCSAus |  |  | EA | 1670 |  | 53514145903 | 4 Weeks | 36 | LB | 4.5 | 4.25 | 0 | 1 Year | NO
5030-0014 | Pump,.5Hp/115/11Gpm/5-Stage/1.25"D/100'Cd/Check Valve/cCSAus |  |  | EA | 1740 |  | 53514170301 | 4 Weeks | 30 | LB | 11.5 | 11.5 | 0 | 1 Year | NO
5030-0015 | Pump,.5Hp/115V/1Ph/11Gpm/5-Stage/1.25"D/100'Cd/cCSAus |  |  | EA | 1600 |  | 53514184605 | 5 Weeks | 30 | LB | 11.5 | 11.5 | 0 | 1 Year | NO
5030-0016 | Pump,.5Hp/115V/1Ph/11Gpm/7-Stage/1.25"Disc/50'Cd/cCSAus |  |  | EA | 1460 |  | 53514208998 | 5 Weeks | 30 | LB | 6 | 6 | 0 | 1 Year | NO
5030-0017 | Pump,.5Hp/230V/1Ph/11Gpm/5-Stage/1.25"Disc/25'Cd/cCSAus |  |  | EA | 1350 |  | 53514209711 | 5 Weeks | 26 | LB | 6 | 6 | 0 | 1 Year | NO
5030-0018 | Pump,.5Hp/230V/1Ph/11Gpm/5-Stage/1.25"Disc/50'Cd/cCSAus |  |  | EA | 1440 |  | 53514209766 | 5 Weeks | 28 | LB | 6 | 6 | 0 | 1 Year | NO
5030-0019 | Pump,.5Hp/230V/1Ph/11Gpm/5-Stage/1.25"Disc/100'Cd/cCSAus |  |  | EA | 1580 |  | 53514209773 | 5 Weeks | 30 | LB | 11.5 | 11.5 | 0 | 1 Year | NO
5030-0020 | Pump,.5Hp/115V/1Ph/11Gpm/7-Stage/1.25"Disc/25'Cd/cCSAus |  |  | EA | 1350 |  | 53514209780 | 5 Weeks | 26 | LB | 6 | 6 | 0 | 1 Year | NO
5030-0021 | Pump,.5Hp/115V/1Ph/11Gpm/7-Stage/1.25"Disc/100'Cd/cCSAus |  |  | EA | 1630 |  | 53514209797 | 5 Weeks | 30 | LB | 11.5 | 11.5 | 0 | 1 Year | NO
5030-0022 | Pump,.5Hp/230V/1Ph/11Gpm/7-Stage/1.25"Disc/25'Cd/cCSAus |  |  | EA | 1370 |  | 53514209803 | 5 Weeks | 26 | LB | 6 | 6 | 0 | 1 Year | NO
5030-0023 | Pump,.5Hp/230V/1Ph/11Gpm/7-Stage/1.25"Disc/50'Cd/cCSAus |  |  | EA | 1470 |  | 53514209810 | 5 Weeks | 28 | LB | 6 | 6 | 0 | 1 Year | NO
5030-0024 | Pump,.5Hp/230V/1Ph/11Gpm/7-Stage/1.25"Disc/100'Cd/cCSAus |  |  | EA | 1610 |  | 53514209827 | 5 Weeks | 30 | LB | 11.5 | 11.5 | 0 | 1 Year | NO
5030-0025 | Pump,.75Hp/230V/1Ph/11Gpm/10-Stage/1.25"Disc/25'Cd/cCSAus |  |  | EA | 1490 |  | 53514209834 | 5 Weeks | 30 | LB | 6 | 6 | 0 | 1 Year | NO
5030-0026 | Pump,.75Hp/230V/1Ph/11Gpm/10-Stage/1.25"Disc/50'Cd/cCSAus |  |  | EA | 1560 |  | 53514209841 | 5 Weeks | 32 | LB | 6 | 6 | 0 | 1 Year | NO
5030-0027 | Pump,.75Hp/230V/1Ph/11Gpm/10-Stage/1.25"Disc/100'Cd/cCSAus |  |  | EA | 1710 |  | 53514209858 | 5 Weeks | 34 | LB | 11.5 | 11.5 | 0 | 1 Year | NO
5030-0028 | Pump,.1Hp/230V/1Ph/11Gpm/13-Stage/1.25"Disc/25'Cd/cCSAus |  |  | EA | 1660 |  | 53514209865 | 5 Weeks | 36 | LB | 6 | 6 | 0 | 1 Year | NO
5030-0029 | Pump,.1Hp/230V/1Ph/11Gpm/13-Stage/1.25"Disc/50'Cd |  |  | EA | 1740 |  | 53514209872 | 5 Weeks | 38 | LB | 6 | 6 | 0 | 1 Year | NO
5030-0030 | Pump,.1Hp/230V/1Ph/11Gpm/13-Stage/1.25"Disc/100'Cd/cCSAus |  |  | EA | 1890 |  | 53514209889 | 5 Weeks | 40 | LB | 23 | 12 | 0 | 1 Year | NO
5030-0031 | Pump,.5Hp/115V/1Ph/11Gpm/5-Stage/1.25"Disc/25'Cd/cCSAus |  |  | EA | 1330 |  | 53514211554 | 5 Weeks | 28 | LB | 6 | 6 | 0 | 1 Year | NO
5030-0032 | Pump,.5Hp/115V/1Ph/11Gpm/5-Stage/1.25"Disc/50'Cd/cCSAus |  |  | EA | 1570 |  | 53514211561 | 4 Weeks | 30 | LB | 6 | 6 | 0 | 1 Year | NO
5031-0005 | Pump,.5Hp/115V/1Ph/19Gpm/5-Stage/1.25"Disc/10'Cd/cCSAus |  |  | EA | 1400 |  | 53514140250 | 4 Weeks | 26 | LB | 4.5 | 4.25 | 0 | 1 Year | NO
5031-0006 | Pump,.5Hp/230V/1Ph/19Gpm/5-Stage/1.25"Disc/10'Cd/cCSAus |  |  | EA | 1300 |  | 53514140267 | 4 Weeks | 26 | LB | 4.5 | 4.25 | 0 | 1 Year | NO
5031-0007 | Pump,.75Hp/230V/1P/19Gpm/7-Stage/1.25"Disc/10'Cd/cCSAus |  |  | EA | 1480 |  | 53514140274 | 4 Weeks | 30 | LB | 4.5 | 4.25 | 0 | 1 Year | NO
5031-0008 | Pump,1Hp/230V/1Ph/19Gpm/9-Stage/1.25"Disc/10'Cd/cCSAus |  |  | EA | 1480 |  | 53514140281 | 4 Weeks | 36 | LB | 4.5 | 4.25 | 0 | 1 Year | NO
5031-0009 | Pump,.5Hp/115V/1Ph/19Gpm/5-Stage/1.25"Disc/25'Cd/cCSAus |  |  | EA | 1460 |  | 53514174040 | 5 Weeks | 29 | LB | 6 | 6 | 0 | 1 Year | NO
5031-0010 | Pump,.5Hp/115V/1P/19Gpm/5-Stage/1.25"Disc/100'Cd/cCSAus |  |  | EA | 1610 |  | 53514196653 | 4 Weeks | 29.3 | LB | 11 | 11.5 | 0 | 1 Year | NO
5031-0011 | Pump,.5Hp/230V/1P/19Gpm/5-Stage/1.25"Disc/100'Cd/cCSAus |  |  | EA | 1580 |  | 53514196660 | 5 Weeks | 30 | LB | 11 | 11.5 | 0 | 1 Year | NO
5031-0012 | Pump,.75Hp/230V/1P/19Gpm/7-Stage/1.25"Disc/25'Cd/cCSAus |  |  | EA | 1440 |  | 53514206376 | 5 Weeks | 32 | LB | 6 | 6 | 0 | 1 Year | NO
5031-0013 | Pump,.5Hp/115V/1P/19Gpm/5-Stage/1.25"Disc/50'Cd/cCSAus |  |  | EA | 1430 |  | 53514209896 | 5 Weeks | 28 | LB | 6 | 6 | 0 | 1 Year | NO
5031-0014 | Pump,.5Hp/230V/1P/19Gpm/5-Stage/1.25"Disc/25'Cd/cCSAus |  |  | EA | 1380 |  | 53514209902 | 5 Weeks | 26 | LB | 6 | 6 | 0 | 1 Year | NO
5031-0015 | Pump,.5Hp/230V/1P/19Gpm/5-Stage/1.25"Disc/50'Cd/cCSAus |  |  | EA | 1580 |  | 53514209919 | 4 Weeks | 28 | LB | 6 | 6 | 0 | 1 Year | NO
5031-0016 | Pump,.75Hp/230V/1P/19Gpm/7-Stage/1.25"Disc/50'Cd/cCSAus |  |  | EA | 1510 |  | 53514209926 | 5 Weeks | 32 | LB | 6 | 6 | 0 | 1 Year | NO
5031-0017 | Pump,.75Hp/230V/1P/19Gpm/7-Stage/1.25"Disc/100'Cd/cCSAus |  |  | EA | 1690 |  | 53514209933 | 5 Weeks | 32 | LB | 11.5 | 11.5 | 0 | 1 Year | NO
5031-0018 | Pump,.1Hp/230V/1P/19Gpm/9-Stage/1.25"Disc/25'Cd/cCSAus |  |  | EA | 1550 |  | 53514209940 | 5 Weeks | 36 | LB | 6 | 6.5 | 0 | 1 Year | NO
5031-0019 | Pump,.1Hp/230V/1P/19Gpm/9-Stage/1.25"Disc/50'Cd/cCSAus |  |  | EA | 1630 |  | 53514209957 | 5 Weeks | 38 | LB | 6.5 | 6 | 0 | 1 Year | NO
5031-0020 | Pump,.1Hp/230V/1P/19Gpm/9-Stage/1.25"Disc/100'Cd/cCSAus |  |  | EA | 1790 |  | 53514209964 | 5 Weeks | 40 | LB | 23 | 12 | 0 | 1 Year | NO
5032-0005 | Pump,.5Hp/115V/1Ph/27Gpm/4-Stage/1.25"Disc/10'Cd/cCSAus |  |  | EA | 1290 |  | 53514138370 | 4 Weeks | 26 | LB | 4.5 | 4.25 | 0 | 1 Year | NO
5032-0006 | Pump,.5Hp/230V/1Ph/27Gpm/4-Stage/1.25"Disc/10'Cd/cCSAus |  |  | EA | 1400 |  | 53514138578 | 4 Weeks | 26 | LB | 4.5 | 4.25 | 0 | 1 Year | NO
5032-0007 | Pump,.75Hp/230V/1P/27Gpm/6-Stage/1.25"Disc/10'Cd/cCSAus |  |  | EA | 1490 |  | 53514140144 | 4 Weeks | 30 | LB | 4.5 | 4.25 | 0 | 1 Year | NO
5032-0008 | Pump,1Hp/230V/1Ph/27Gpm/7-Stage/1.25"Disc/10'Cd/cCSAus |  |  | EA | 1540 |  | 53514140151 | 4 Weeks | 36 | LB | 4.5 | 4.25 | 0 | 1 Year | NO
5032-0009 | Pump,1.5Hp/230V/1P/27Gpm/10 Stage/1.25"Disc/10'Cd/cCSAus |  |  | EA | 2170 |  | 53514143183 | 4 Weeks | 44 | LB | 4.5 | 4.25 | 0 | 1 Year | NO
5032-0011 | Pump,1.5Hp/230V/1P/27Gpm/10 Stage/1.25"D/25'Cd/cCSAus |  |  | EA | 2240 |  | 53514166656 | 5 Weeks | 47 | LB | 6 | 6 | 0 | 1 Year | NO
5032-0012 | Pump,.5Hp/115V/1Ph/27Gpm/4 Stage/1.25"Disc/25'Cd/cCSAus |  |  | EA | 1370 |  | 53514174835 | 4 Weeks | 28 | LB | 6 | 6 | 0 | 1 Year | NO
5032-0013 | Pump,1Hp/230V/1Ph/27Gpm/7-Stage/1.25"Disc/25'Cd/cCSAus |  |  | EA | 1550 |  | 53514179113 | 5 Weeks | 36 | LB | 6 | 6 | 0 | 1 Year | NO
5032-0014 | Pump,.75Hp/230V/1P/27Gpm/6-Stage/1.25"Disc/25'Cd/cCSAus |  |  | EA | 1307 |  | 53514194741 | 4 Weeks | 32 | LB | 6 | 6 | 0 | 1 Year | NO
5032-0016 | Pump,.5Hp/115V/1Ph/27Gpm/4 Stage/1.25"Disc/50'Cd/cCSAus |  |  | EA | 1237 |  | 53514209971 | IN STOCK | 28 | LB | 6 | 6 | 0 | 1 Year | NO
5032-0017 | Pump,.5Hp/115V/1Ph/27Gpm/4 Stage/1.25"Disc/100'Cd/cCSAus |  |  | EA | 1610 |  | 53514209988 | 5 Weeks | 30 | LB | 11.5 | 11.5 | 0 | 1 Year | NO
5032-0018 | Pump,.5Hp/230V/1P/27Gpm/4-Stage/1.25"D/25'Cd/cCSAus |  |  | EA | 1350 |  | 53514209995 | 5 Weeks | 26 | LB | 6 | 6 | 0 | 1 Year | NO
5032-0019 | Pump,.5Hp/230V/1P/27Gpm/4-Stage/1.25"D/50'Cd/cCSAus |  |  | EA | 1450 |  | 53514210007 | 5 Weeks | 28 | LB | 6 | 6 | 0 | 1 Year | NO
5032-0020 | Pump,.5Hp/230V/1P/27Gpm/4-Stage/1.25"D/100'Cd/cCSAus |  |  | EA | 1590 |  | 53514210014 | 5 Weeks | 30 | LB | 11.5 | 11.5 | 0 | 1 Year | NO
5032-0021 | Pump,.75Hp/230V/1P/27Gpm/6-Stage/1.25"Disc/50'Cd/cCSAus |  |  | EA | 1550 |  | 53514210021 | 5 Weeks | 32 | LB | 6 | 6 | 0 | 1 Year | NO
5032-0022 | Pump,.75Hp/230V/1P/27Gpm/6-Stage/1.25"Disc/100'Cd/cCSAus |  |  | EA | 1680 |  | 53514210038 | 5 Weeks | 34 | LB | 11.5 | 11.5 | 0 | 1 Year | NO
5032-0023 | Pump,1Hp/230V/1Ph/27Gpm/7-Stage/1.25"Disc/50'Cd/cCSAus |  |  | EA | 1620 |  | 53514210045 | 5 Weeks | 38 | LB | 6 | 6 | 0 | 1 Year | NO
5032-0024 | Pump,1Hp/230V/1Ph/27Gpm/7-Stage/1.25"Disc/100'Cd/cCSAus |  |  | EA | 1830 |  | 53514210052 | 5 Weeks | 40 | LB | 11.5 | 11.5 | 0 | 1 Year | NO
5032-0025 | Pump,1.5Hp/230V/1P/27Gpm/10 Stage/1.25"Disc/50'Cd/cCSAus |  |  | EA | 2320 |  | 53514210069 | 5 Weeks | 49 | LB | 6 | 6 | 0 | 1 Year | NO
5032-0026 | Pump,1.5Hp/230V/1P/27Gpm/10 Stage/1.25"Disc/100'Cd/cCSAus |  |  | EA | 2520 |  | 53514210076 | 5 Weeks | 51 | LB | 23 | 12 | 0 | 1 Year | NO
5033-0005 | Pump,.5Hp/115V/1Ph/35Gpm/2-Stage/2"Disc/10'Cd/cCSAus |  |  | EA | 1175 |  | 53514138585 | 4 Weeks | 26 | LB | 4.5 | 4.25 | 0 | 1 Year | NO
5033-0006 | Pump,.5Hp/230V/1Ph/35Gpm/2-Stage/2"Disc/10'Cd/cCSAus |  |  | EA | 1710 |  | 53514138349 | 4 Weeks | 26 | LB | 4.5 | 4.25 | 0 | 1 Year | NO
5033-0007 | Pump,.75Hp/230V/1P/35Gpm/3-Stage/2"Disc/10'Cd/cCSAus |  |  | EA | 1870 |  | 53514140168 | 4 Weeks | 30 | LB | 4.5 | 4.25 | 0 | 1 Year | NO
5033-0008 | Pump,1Hp/230V/1Ph/35Gpm/4-Stage/2"Disc/10'Cd/cCSAus |  |  | EA | 1980 |  | 53514140175 | 4 Weeks | 36 | LB | 4.5 | 4.25 | 0 | 1 Year | NO
5033-0009 | Pump,1.5Hp/230V/1Ph/35 Gpm/5 Stage/2"Disc/10'Cd/cCSAus |  |  | EA | 2010 |  | 53514143176 | 4 Weeks | 44 | LB | 4.5 | 4.25 | 0 | 1 Year | NO
5033-0010 | Pump,1Hp/230V/1Ph/35 Gpm/4-Stage/2"Disc/50'Cd/cCSAus |  |  | EA | 2020 |  | 53514151041 | 5 Weeks | 36 | LB | 6 | 6 | 0 | 1 Year | NO
5033-0011 | Pump,1.5Hp/230V/1Ph/35 Gpm/5 Stage/2"Disc/50'Cd/cCSAus |  |  | EA | 2330 |  | 53514158859 | 5 Weeks | 47 | LB | 6 | 6 | 0 | 1 Year | NO
5033-0014 | Pump,.5Hp/115V/1Ph/35Gpm/2-Stage/2"Disch/50'Cd/cCSAus |  |  | EA | 1820 |  | 53514164676 | 5 Weeks | 30 | LB | 6 | 6 | 0 | 1 Year | NO
5033-0015 | Pump,1Hp/230V/1Ph/35Gpm/4-Stage/2"Disc/25'Cd/cCSAus |  |  | EA | 1930 |  | 53514183684 | 5 Weeks | 39 | LB | 6 | 6 | 0 | 1 Year | NO
5033-0016 | Pump,.5Hp/115V/1Ph/35Gpm/2-Stage/2"Disc/25'Cd/cCSAus |  |  | EA | 1670 |  | 53514210106 | 5 Weeks | 26 | LB | 6 | 6 | 0 | 1 Year | NO
5033-0017 | Pump,.5Hp/115V/1Ph/35Gpm/2-Stage/2"Disc/100'Cd/cCSAus |  |  | EA | 1960 |  | 53514210113 | 5 Weeks | 30 | LB | 11.5 | 11.5 | 0 | 1 Year | NO
5033-0018 | Pump,.5Hp/230V/1Ph/35Gpm/2-Stage/2"Disc25'Cd/cCSAus |  |  | EA | 1690 |  | 53514210120 | 5 Weeks | 26 | LB | 6 | 6 | 0 | 1 Year | NO
5033-0019 | Pump,.5Hp/230V/1Ph/35Gpm/2-Stage/2"Disc/50'Cd/cCSAus |  |  | EA | 1830 |  | 53514210137 | 5 Weeks | 28 | LB | 6 | 6 | 0 | 1 Year | NO
5033-0020 | Pump,.5Hp/230V/1Ph/35Gpm/2-Stage/2"Disc/100'Cd/cCSAus |  |  | EA | 1930 |  | 53514210144 | 5 Weeks | 30 | LB | 11.5 | 11.5 | 0 | 1 Year | NO
5033-0021 | Pump,.75Hp/230V/1P/35Gpm/3-Stage/2"Disc/50'Cd/cCSAus |  |  | EA | 1940 |  | 53514210151 | 5 Weeks | 34 | LB | 6 | 6 | 0 | 1 Year | NO
5033-0022 | Pump,.75Hp/230V/1P/35Gpm/3-Stage/2"Disc/100'Cd/cCSAus |  |  | EA | 2040 |  | 53514210168 | 5 Weeks | 36 | LB | 11.5 | 11.5 | 0 | 1 Year | NO
5033-0023 | Pump,1Hp/230V/1Ph/35Gpm/4-Stage/2"Disc/100'Cd/cCSAus |  |  | EA | 2170 |  | 53514210175 | 5 Weeks | 40 | LB | 11.5 | 11.5 | 0 | 1 Year | NO
5033-0024 | Pump,1.5Hp/230V/1Ph/35Gpm/5-Stage/2"Disc100'Cd/cCSAus |  |  | EA | 2620 |  | 53514210182 | 5 Weeks | 51 | LB | 11.5 | 11.5 | 0 | 1 Year | NO
5034-0005 | Pump,.5Hp/115V/55 Gpm/1 Stage/2"Disc/10'Cd/cCSAus |  |  | EA | 1720 |  | 53514147884 | 4 Weeks | 26 | LB | 4.5 | 4.25 | 0 | 1 Year | NO
5034-0006 | Pump,.5Hp/230V/55 Gpm/1 Stage/2"Disc/10'Cd/cCSAus |  |  | EA | 1590 |  | 53514147891 | 4 Weeks | 26 | LB | 4.5 | 4.25 | 0 | 1 Year | NO
5034-0007 | Pump,.75Hp/230V/55 Gpm/2 Stage/2"Disc/10'Cd/cCSAus |  |  | EA | 1250 |  | 53514147907 | IN STOCK | 30 | LB | 4.5 | 4.25 | 0 | 1 Year | NO
5034-0008 | Pump,1Hp/230V/55 Gpm/3 Stage/2"Disc/10'Cord/cCSAus |  |  | EA | 1920 |  | 53514147914 | 4 Weeks | 36 | LB | 4.5 | 4.25 | 0 | 1 Year | NO
5034-0009 | Pump,1.5Hp/230V/55 Gpm/4 Stage/2"Disc/10'Cd/cCSAus |  |  | EA | 2090 |  | 53514147921 | 4 Weeks | 44 | LB | 4.5 | 4.25 | 0 | 1 Year | NO
5034-0010 | Pump,2.0Hp/230V/1P/55Gpm/5 Stage/2"Disc/25'Cd/cCSAus |  |  | EA | 2660 |  | 53514143886 | 5 Weeks | 54 | LB | 23 | 12 | 0 | 1 Year | NO
5034-0011 | Pump,3Hp/230V/55 Gpm/7 Stage/2"Disc/25'Cd/cCSAus |  |  | EA | 5460 |  | 53514147877 | 4 Weeks | 67 | LB | 23 | 12 | 0 | 1 Year | NO
5034-0012 | Pump,.75Hp/230V/1Ph/55Gpm/2-Stage/2"Disc/50'Cd/cCSAus |  |  | EA | 2050 |  | 53514151065 | 4 Weeks | 33 | LB | 6 | 6 | 0 | 1 Year | NO
5034-0013 | Pump,.75Hp/230V/55Gpm/2 Stage/2"Disc/25'Cd/cCSAus |  |  | EA | 1900 |  | 53514176051 | 4 Weeks | 31 | LB | 6 | 6 | 0 | 1 Year | NO
5034-0014 | Pump,1.5Hp/230V/55Gpm/4 Stage/2"Disc/25'Cd/cCSAus |  |  | EA | 2350 |  | 53514176778 | 5 Weeks | 44 | LB | 6 | 6 | 0 | 1 Year | NO
5034-0015 | Pump,.5/230V/55 Gpm/1-Stage/2"Disc/50'Cd/cCSAus |  |  | EA | 1790 |  | 53514193584 | 5 Weeks | 29 | LB | 6 | 6 | 0 | 1 Year | NO
5034-0016 | Pump,1Hp/230V/55 Gpm/3-Stage/2"Disc/50'Cd/cCSAus |  |  | EA | 2820 |  | 53514193607 | 5 Weeks | 39 | LB | 6 | 6 | 0 | 1 Year | NO
5034-0018 | Pump,2.0Hp/230V/1P/55Gpm/5 Stage/2"Disc/50'Cd/cCSAus |  |  | EA | 3050 |  | 53514203252 | 5 Weeks | 56 | LB | 23 | 12 | 0 | 1 Year | NO
5034-0019 | Pump,3Hp/230V/55Gpm/7 Stage/2"Disc/100'Cd/cCSAus |  |  | EA | 6020 |  | 53514205249 | 5 Weeks | 75 | LB | 23 | 12 | 0 | 1 Year | NO
5034-0020 | Pump,1.5Hp/230V/55 Gpm/4 Stage/2"Disc/50'Cd/cCSAus |  |  | EA | 2340 |  | 53514208653 | 5 Weeks | 48 | LB | 6 | 6 | 0 | 1 Year | NO
5034-0021 | Pump,.5Hp/115V/55 Gpm/1 Stage/2"Disc/25'Cd/cCSAus |  |  | EA | 1630 |  | 53514210199 | 5 Weeks | 28 | LB | 6 | 6 | 0 | 1 Year | NO
5034-0022 | Pump,.5Hp/115V/55 Gpm/1 Stage/2"Disc/50'Cd/cCSAus |  |  | EA | 1780 |  | 53514210205 | 5 Weeks | 30 | LB | 6 | 6 | 0 | 1 Year | NO
5034-0023 | Pump,.5Hp/115V/55 Gpm/1 Stage/2"Disc/100'Cd/cCSAus |  |  | EA | 1920 |  | 53514210212 | 5 Weeks | 32 | LB | 11.5 | 11.5 | 0 | 1 Year | NO
5034-0024 | Pump,.5Hp/230V/55 Gpm/1 Stage/2"Disc/25'Cd/cCSAus |  |  | EA | 1640 |  | 53514210229 | 5 Weeks | 28 | LB | 6 | 6 | 0 | 1 Year | NO
5034-0025 | Pump,.5Hp/230V/55 Gpm/1 Stage/2"Disc/100'Cd/cCSAus |  |  | EA | 1890 |  | 53514210243 | 5 Weeks | 32 | LB | 11.5 | 11.5 | 0 | 1 Year | NO
5034-0026 | Pump,.75Hp/230V/55 Gpm/2 Stage/2"Disc/100'Cd/cCSAus |  |  | EA | 2010 |  | 53514210250 | 5 Weeks | 36 | LB | 11.5 | 11.5 | 0 | 1 Year | NO
5034-0027 | Pump,1Hp/230V/55 Gpm/3 Stage/2"Disc/25'Cd/cCSAus |  |  | EA | 1940 |  | 53514209742 | 5 Weeks | 36 | LB | 6 | 6 | 0 | 1 Year | NO
5034-0028 | Pump,1Hp/230V/55 Gpm/3 Stage/2"Disc/100'Cd/cCSAus |  |  | EA | 2170 |  | 53514210267 | 5 Weeks | 40 | LB | 11.5 | 11.5 | 0 | 1 Year | NO
5034-0029 | Pump,1.5Hp/230V/55 Gpm/4 Stage/2"Disc/100'Cd/cCSAus |  |  | EA | 2640 |  | 53514210298 | 5 Weeks | 50 | LB | 11.5 | 11.5 | 0 | 1 Year | NO
5034-0030 | Pump,2Hp/230V/55 Gpm/5 Stage/2"Disc/100'Cd/cCSAus |  |  | EA | 3260 |  | 53514210304 | 5 Weeks | 58 | LB | 23 | 12 | 0 | 1 Year | NO
5034-0031 | Pump,3Hp/230V/55 Gpm/7 Stage/2"Disc/50'Cd/cCSAus |  |  | EA | 5600 |  | 53514210311 | 5 Weeks | 69 | LB | 23 | 12 | 0 | 1 Year | NO
5035-0005 | Pump,.75Hp/230V/85 Gpm/1 Stage/2"Disc/10'Cd/cCSAus |  |  | EA | 1810 |  | 53514147938 | 5 Weeks | 30 | LB | 4.5 | 4.25 | 0 | 1 Year | NO
5035-0006 | Pump,1Hp/230V/85 Gpm/2 Stage/2"Disc/10'Cd/cCSAus |  |  | EA | 1930 |  | 53514147945 | 5 Weeks | 36 | LB | 4.5 | 4.25 | 0 | 1 Year | NO
5035-0007 | Pump,1.5Hp/230V/85 Gpm/3 Stage/2"Disc/10'Cd/cCSAus |  |  | EA | 2440 |  | 53514147952 | 4 Weeks | 44 | LB | 4.5 | 4.25 | 0 | 1 Year | NO
5035-0008 | Pump,2Hp/230V/85 Gpm/4 Stage/2"Disc/25'Cd/cCSAus |  |  | EA | 2600 |  | 53514147969 | 5 Weeks | 56 | LB | 23 | 12 | 0 | 1 Year | NO
5035-0009 | Pump,3Hp/230V/85 Gpm/6 Stage/2"Disc/25'Cd/cCSAus |  |  | EA | 6300 |  | 53514147976 | 4 Weeks | 67 | LB | 23 | 12 | 0 | 1 Year | NO
5035-0010 | Pump,3.0Hp/230V/1P/85Gpm/6 Stage/2"Disc/50'Cd/cCSAus |  |  | EA | 5660 |  | 53514145446 | 5 Weeks | 77 | LB | 23 | 12 | 0 | 1 Year | NO
5035-0011 | Pump,.75Hp/230V/85 Gpm/1 Stage/2"Disc/50'Cd/cCSAus |  |  | EA | 1870 |  | 53514210328 | 5 Weeks | 34 | LB | 6 | 6 | 0 | 1 Year | NO
5035-0012 | Pump,.75Hp/230V/85 Gpm/1 Stage/2"Disc/100'Cd/cCSAus |  |  | EA | 2520 |  | 53514210335 | 5 Weeks | 36 | LB | 11.5 | 11.5 | 0 | 1 Year | NO
5035-0013 | Pump,1Hp/230V/85 Gpm/2 Stage/2"Disc/25'Cd/cCSAus |  |  | EA | 1900 |  | 53514210342 | 5 Weeks | 36 | LB | 6 | 6 | 0 | 1 Year | NO
5035-0014 | Pump,1Hp/230V/85 Gpm/2 Stage/2"Disc/50'Cd/cCSAus |  |  | EA | 1990 |  | 53514210359 | 5 Weeks | 38 | LB | 6 | 6 | 0 | 1 Year | NO
5035-0015 | Pump,1Hp/230V/85 Gpm/2 Stage/2"Disc/100'Cd/cCSAus |  |  | EA | 2110 |  | 53514210366 | 5 Weeks | 40 | LB | 11.5 | 11.5 | 0 | 1 Year | NO
5035-0016 | Pump,1.5Hp/230V/85 Gpm/3 Stage/2"Disc/25'Cd/cCSAus |  |  | EA | 2240 |  | 53514210373 | 5 Weeks | 46 | LB | 6 | 6 | 0 | 1 Year | NO
5035-0017 | Pump,1.5Hp/230V/85 Gpm/3 Stage/2"Disc/50'Cd/cCSAus |  |  | EA | 2310 |  | 53514210380 | 5 Weeks | 48 | LB | 6 | 6 | 0 | 1 Year | NO
5035-0018 | Pump,1.5Hp/230V/85 Gpm/3 Stage/2"Disc/100'Cd/cCSAus |  |  | EA | 2650 |  | 53514210397 | 5 Weeks | 50 | LB | 11.5 | 11.5 | 0 | 1 Year | NO
5035-0019 | Pump,2Hp/230V/85 Gpm/4 Stage/2"Disc/50'Cd/cCSAus |  |  | EA | 3050 |  | 53514210403 | 5 Weeks | 56 | LB | 23 | 12 | 0 | 1 Year | NO
5035-0020 | Pump,2Hp/230V/85 Gpm/4 Stage/2"Disc/100'Cd/cCSAus |  |  | EA | 3250 |  | 53514210410 | 5 Weeks | 58 | LB | 23 | 12 | 0 | 1 Year | NO
5035-0021 | Pump,3Hp/230V/85 Gpm/6 Stage/2"Disc/100'Cd/cCSAus |  |  | EA | 6070 |  | 53514210427 | 5 Weeks | 71 | LB | 23 | 12 | 0 | 1 Year | NO
5035-0022 | Pump,.75Hp/230V/85 Gpm/1 Stage/2"Disc/25'Cd/cCSAus |  |  | EA | 2530 |  | 53514210434 | 4 Weeks | 32 | LB | 6 | 6 | 0 | 1 Year | NO
5035-0023 | Pump,3Hp/460V/85 Gpm/6 Stage/2"Disc/25'Cd/cCSAus |  |  | EA | 3005 |  | 53514508388 | 6 Weeks | 67 | LB | 23 | 12 | 30.5 | 1 Year | NO
5040-0001 | Vault,Cent Step |  |  | EA | 1260 |  | 53514166724 | 5 Weeks | 20 | LB | 65 | 16 | 0 | 10 Year | NO
5040-0002 | Step,Cent/BN51/Auto |  |  | EA | 2090 |  | 53514166731 | 5 Weeks | 53 | LB | 46 | 16 | 0 | 1 Year | NO
5040-0003 | Step,Cent/BN51/Auto/Alarm |  |  | EA | 2730 |  | 53514166748 | 5 Weeks | 58 | LB | 46 | 16 | 0 | 1 Year | NO
5040-0004 | Step,Cent/BN51/Auto/Check Valve |  |  | EA | 2120 |  | 53514166755 | 5 Weeks | 53 | LB | 46 | 16 | 0 | 1 Year | NO
5040-0005 | Step,Cent/BN51/Auto/Alarm/Check Valve |  |  | EA | 2760 |  | 53514166762 | 5 Weeks | 58 | LB | 46 | 16 | 0 | 1 Year | NO
5040-0006 | Step,Cent/BN142/Auto |  |  | EA | 2780 |  | 53514166779 | 5 Weeks | 80 | LB | 46 | 16 | 0 | 1 Year | NO
5040-0007 | Step,Cent/BN142/Auto/Alarm |  |  | EA | 3420 |  | 53514166793 | 5 Weeks | 85 | LB | 46 | 16 | 0 | 1 Year | NO
5040-0008 | Step,Cent/BN142/Auto/Check Valve |  |  | EA | 2820 |  | 53514166816 | 5 Weeks | 80 | LB | 46 | 16 | 0 | 1 Year | NO
5040-0009 | Step,Cent/BN142/Auto/Alarm/Check Valve |  |  | EA | 3460 |  | 53514166823 | 5 Weeks | 85 | LB | 46 | 16 | 0 | 1 Year | NO
5040-0010 | Step,Cent/N51/Non-Auto |  |  | EA | 1990 |  | 53514166830 | 5 Weeks | 52 | LB | 46 | 16 | 0 | 1 Year | NO
5040-0011 | Step,Cent/N51/Non-Auto W-Time Dosing |  |  | EA | 4150 |  | 53514166861 | 5 Weeks | 72 | LB | 46 | 16 | 0 | 1 Year | NO
5040-0012 | Step,Cent/N51/Non-Auto/Check Valve |  |  | EA | 2030 |  | 53514166878 | 5 Weeks | 52 | LB | 46 | 16 | 0 | 1 Year | NO
5040-0013 | Step,Cent/N51/Non-Auto/Time Dosing/CheckValve |  |  | EA | 4190 |  | 53514166939 | 5 Weeks | 72 | LB | 46 | 16 | 0 | 1 Year | NO
5040-0014 | Step,Cent/N142/Non-Auto |  |  | EA | 2660 |  | 53514166953 | 5 Weeks | 79 | LB | 46 | 16 | 0 | 1 Year | NO
5040-0015 | Step,Cent/N142/Non-Auto/Time Dosing |  |  | EA | 4820 |  | 53514166960 | 5 Weeks | 99 | LB | 46 | 16 | 0 | 1 Year | NO
5040-0016 | Step,Cent/N142/Non-Auto/Check Valve |  |  | EA | 2700 |  | 53514166786 | 5 Weeks | 79 | LB | 46 | 16 | 0 | 1 Year | NO
5040-0017 | Step,Cent/N142/Non-Auto/Time Dosing/Check Valve |  |  | EA | 4860 |  | 53514166809 | 5 Weeks | 99 | LB | 46 | 16 | 0 | 1 Year | NO
5040-0018 | Step,Cent/BN51/Auto/Qwik Box |  |  | EA | 2800 |  | 53514166847 | 5 Weeks | 55 | LB | 46 | 16 | 0 | 1 Year | NO
5040-0019 | Step,Cent/BN51/Auto/Qwik Box/Alarm |  |  | EA | 3440 |  | 53514166854 | 5 Weeks | 59 | LB | 46 | 16 | 0 | 1 Year | NO
5040-0020 | Step,Cent/BN51/Auto/Qwik Box/Check Valve |  |  | EA | 2840 |  | 53514166885 | 5 Weeks | 55 | LB | 46 | 16 | 0 | 1 Year | NO
5040-0021 | Step,Cent/BN51/Auto/Qwik Box/Alarm/CheckValve |  |  | EA | 3480 |  | 53514166892 | 5 Weeks | 59 | LB | 46 | 16 | 0 | 1 Year | NO
5040-0022 | Step,Cent/BN142/Auto/Qwik-Box |  |  | EA | 3490 |  | 53514166908 | 5 Weeks | 82 | LB | 46 | 16 | 0 | 1 Year | NO
5040-0023 | Step,Cent/BN142/Auto/Qwik-Box/Alarm |  |  | EA | 4140 |  | 53514166915 | 5 Weeks | 86 | LB | 46 | 16 | 0 | 1 Year | NO
5040-0024 | Step,Cent/BN142/Auto/Qwik Box/CheckValve |  |  | EA | 3530 |  | 53514166922 | 5 Weeks | 82 | LB | 46 | 16 | 0 | 1 Year | NO
5040-0025 | Step,Cent/BN142/Auto/Qwik Box/Alarm/Check Valve |  |  | EA | 4170 |  | 53514166946 | 5 Weeks | 86 | LB | 46 | 16 | 0 | 1 Year | NO
5040-0026 | Vault,Cent Step/50" |  |  | EA | 1890 |  | 53514181604 | 5 Weeks | 30 | LB | 67 | 16 | 0 | 10 Year | NO
5040-0027 | Vault,Cent Step/63" |  |  | EA | 1980 |  | 53514181611 | 5 Weeks | 30 | LB | 67 | 16 | 0 | 10 Year | NO
5040-0029 | Step,Cent/BN53/Auto |  |  | EA | 1720 |  | 53514316587 | 5 Weeks | 45 | LB | 46 | 16 | 0 | 1 Year | NO
5040-0030 | Step,Cent/BN98/Auto |  |  | EA | 1850 |  | 53514316594 | 5 Weeks | 57 | LB | 46 | 16 | 0 | 1 Year | NO
5040-0031 | Step,Cent/BN145/Auto |  |  | EA | 2420 |  | 53514316617 | 5 Weeks | 75 | LB | 46 | 16 | 0 | 1 Year | NO
5040-0032 | Step,Cent/BN151/Auto |  |  | EA | 2010 |  | 53514316624 | 5 Weeks | 53 | LB | 46 | 16 | 0 | 1 Year | NO
5040-0033 | Step,Cent/BN152/Auto |  |  | EA | 2040 |  | 53514316631 | 5 Weeks | 59 | LB | 46 | 16 | 0 | 1 Year | NO
5040-0034 | Step,Cent/BN153/Auto |  |  | EA | 2040 |  | 53514316648 | 5 Weeks | 57 | LB | 46 | 16 | 0 | 1 Year | NO
5040-0035 | Step,Cent/N53/Non-Auto |  |  | EA | 1600 |  | 53514316655 | 5 Weeks | 49 | LB | 46 | 16 | 0 | 1 Year | NO
5040-0036 | Step,Cent/N98/Non-Auto |  |  | EA | 1740 |  | 53514316662 | 5 Weeks | 57 | LB | 46 | 16 | 0 | 1 Year | NO
5040-0037 | Step,Cent/N145/Non-Auto |  |  | EA | 2300 |  | 53514316679 | 5 Weeks | 57 | LB | 46 | 16 | 0 | 1 Year | NO
5040-0038 | Step,Cent/N151/Non-Auto |  |  | EA | 1880 |  | 53514316693 | 5 Weeks | 53 | LB | 46 | 16 | 0 | 1 Year | NO
5040-0039 | Step,Cent/N152/Non-Auto |  |  | EA | 1930 |  | 53514316709 | 5 Weeks | 59 | LB | 46 | 16 | 0 | 1 Year | NO
5040-0040 | Step,Cent/N153/Non-Auto |  |  | EA | 1930 |  | 53514316716 | 5 Weeks | 57 | LB | 46 | 16 | 0 | 1 Year | NO
5040-0041 | Stand, Centrifugal STEP System |  |  | EA | 400 |  | 53514324292 | 5 Weeks | 9 | LB | 5.5 | 10.5 | 0 | 1 Year | NO
5040-0043 | Step,Cent/BN51/Auto/Stand |  |  | EA | 2020 |  | 53514324384 | 5 Weeks | 60 | LB | 46 | 16 | 0 | 1 Year | NO
5040-0044 | Step,Cent/BN142/Auto/Stand |  |  | EA | 2710 |  | 53514324391 | 5 Weeks | 87.6 | LB | 46 | 16 | 0 | 1 Year | NO
5040-0045 | Step,Cent/N51/Non-Auto/Stand |  |  | EA | 1920 |  | 53514324407 | 5 Weeks | 60.6 | LB | 46 | 16 | 0 | 1 Year | NO
5040-0046 | Step,Cent/N142/Non-Auto/Stand |  |  | EA | 2590 |  | 53514324414 | 5 Weeks | 87.6 | LB | 46 | 16 | 0 | 1 Year | NO
5040-0047 | Step,Cent/BN53/Auto/Stand |  |  | EA | 1960 |  | 53514324421 | 5 Weeks | 52 | LB | 46 | 16 | 0 | 1 Year | NO
5040-0048 | Step,Cent/BN98/Auto/Stand |  |  | EA | 2090 |  | 53514324438 | 5 Weeks | 64.6 | LB | 46 | 16 | 0 | 1 Year | NO
5040-0049 | Step,Cent/BN145/Auto/Stand |  |  | EA | 2660 |  | 53514324445 | 5 Weeks | 82.6 | LB | 46 | 16 | 0 | 1 Year | NO
5040-0050 | Step,Cent/BN151/Auto/Stand |  |  | EA | 2250 |  | 53514324452 | 5 Weeks | 60.6 | LB | 46 | 16 | 0 | 1 Year | NO
5040-0051 | Step,Cent/BN152/Auto/Stand |  |  | EA | 2280 |  | 53514324469 | 5 Weeks | 66.6 | LB | 46 | 16 | 0 | 1 Year | NO
5040-0052 | Step,Cent/BN153/Auto/Stand |  |  | EA | 2280 |  | 53514324476 | 5 Weeks | 64.6 | LB | 46 | 16 | 0 | 1 Year | NO
5040-0053 | Step,Cent/N53/Non-Auto/Stand |  |  | EA | 1850 |  | 53514324483 | 5 Weeks | 56.6 | LB | 46 | 16 | 0 | 1 Year | NO
5040-0054 | Step,Cent/N98/Non-Auto/Stand |  |  | EA | 1980 |  | 53514324490 | 5 Weeks | 64.6 | LB | 46 | 16 | 0 | 1 Year | NO
5040-0055 | Step,Cent/N145/Non-Auto/Stand |  |  | EA | 2540 |  | 53514324506 | 5 Weeks | 64.6 | LB | 46 | 16 | 0 | 1 Year | NO
5040-0056 | Step,Cent/N151/Non-Auto/Stand |  |  | EA | 2130 |  | 53514324513 | 5 Weeks | 60.6 | LB | 46 | 16 | 0 | 1 Year | NO
5040-0057 | Step,Cent/N152/Non-Auto/Stand |  |  | EA | 2180 |  | 53514324520 | 5 Weeks | 66.6 | LB | 46 | 16 | 0 | 1 Year | NO
5040-0058 | Step,Cent/N153/Non-Auto/Stand |  |  | EA | 2180 |  | 53514324537 | 5 Weeks | 64.6 | LB | 46 | 16 | 0 | 1 Year | NO
5041-0001 | Vault,Turb Step/60"/22.5" Inlet |  |  | EA | 1030 |  | 53514161019 | IN STOCK | 27 | LB | 62.5 | 18 | 0 | 10 Year | NO
5041-0002 | Vault,Turb Step/60"/Field Cut Inlet |  |  | EA | 1470 |  | 53514161033 | 5 Weeks | 27 | LB | 62.5 | 18 | 0 | 10 Year | NO
5041-0003 | Step,Turb/.5Hp-5 Stage/115V/11Gpm/Flt Sw/1.25"D |  |  | EA | 3710 |  | 53514161125 | 5 Weeks | 62 | LB | 62.5 | 18 | 0 | 1 Year | NO
5041-0004 | Step,Turb/.5Hp-7 Stage/115V/11Gpm/Flt Sw/1.25"D |  |  | EA | 3760 |  | 53514161200 | 5 Weeks | 62 | LB | 62.5 | 18 | 0 | 1 Year | NO
5041-0005 | Step,Turb/.5Hp-5 Stage/115V/19Gpm/Flt Sw/1.25"D |  |  | EA | 3730 |  | 53514161217 | 5 Weeks | 62 | LB | 62.5 | 18 | 0 | 1 Year | NO
5041-0006 | Step,Turb/.5Hp-4 Stage/115V/27Gpm/Flt Sw/1.25"D |  |  | EA | 3610 |  | 53514161224 | 5 Weeks | 62 | LB | 62.5 | 18 | 0 | 1 Year | NO
5041-0007 | Step,Turb/.5Hp-5Stg/115/11Gpm/Flt Sw/Alm/1.25"D |  |  | EA | 4250 |  | 53514161231 | 5 Weeks | 67 | LB | 62.5 | 18 | 0 | 1 Year | NO
5041-0008 | Step,Turb/.5Hp-7Stg/115/11Gpm/Flt Sw/Alm/1.25"D |  |  | EA | 4290 |  | 53514161248 | 5 Weeks | 67 | LB | 62.5 | 18 | 0 | 1 Year | NO
5041-0009 | Step,Turb/.5Hp-5Stg/115/19Gpm/Flt Sw/Alm/1.25"D |  |  | EA | 4260 |  | 53514161255 | 5 Weeks | 67 | LB | 62.5 | 18 | 0 | 1 Year | NO
5041-0010 | Step,Turb/.5Hp-4Stg/115/27Gpm/Flt Sw/Alm/1.25"D |  |  | EA | 4150 |  | 53514161262 | 5 Weeks | 67 | LB | 62.5 | 18 | 0 | 1 Year | NO
5041-0011 | Step,Turb/.5Hp-5Stg/115/11Gpm/Sim Ctrl/1.25"D |  |  | EA | 5280 |  | 53514161279 | 5 Weeks | 73 | LB | 62.5 | 18 | 0 | 1 Year | NO
5041-0012 | Step,Turb/.5Hp-7Stg/115/11Gpm/Sim Ctrl/1.25"D |  |  | EA | 5320 |  | 53514161286 | 5 Weeks | 73 | LB | 62.5 | 18 | 0 | 1 Year | NO
5041-0013 | Step,Turb/.5Hp-5Stg/115/19Gpm/Sim Ctrl/1.25"D |  |  | EA | 5290 |  | 53514161293 | 5 Weeks | 73 | LB | 62.5 | 18 | 0 | 1 Year | NO
5041-0014 | Step,Turb/.5Hp-4Stg/115/27Gpm/Sim Ctrl/1.25"D |  |  | EA | 5180 |  | 53514161309 | 5 Weeks | 73 | LB | 62.5 | 18 | 0 | 1 Year | NO
5041-0015 | Step,Turb/.5Hp-5Stg/115/11Gpm/Time Dos/1.25"D |  |  | EA | 5610 |  | 53514161316 | 5 Weeks | 82 | LB | 62.5 | 18 | 0 | 1 Year | NO
5041-0016 | Step,Turb/.5Hp-7Stg/115/11Gpm/Time Dos/1.25"D |  |  | EA | 5660 |  | 53514161330 | 5 Weeks | 82 | LB | 62.5 | 18 | 0 | 1 Year | NO
5041-0017 | Step,Turb/.5Hp-5Stg/115/19Gpm/Time Dos/1.25"D |  |  | EA | 5630 |  | 53514161347 | 5 Weeks | 82 | LB | 62.5 | 18 | 0 | 1 Year | NO
5041-0018 | Step,Turb/.5Hp-4Stg/115/27Gpm/Time Dos/1.25"D |  |  | EA | 5510 |  | 53514161354 | 5 Weeks | 82 | LB | 62.5 | 18 | 0 | 1 Year | NO
5041-0020 | Step,Turb/.5Hp-5Stg/11Gpm/Sim/Ck/50'Cd/1"D/Ruth County/No Floats |  |  | EA | 5670 |  | 53514161378 | 5 Weeks | 86 | LB | 62.5 | 18 | 0 | 1 Year | NO
5041-0025 | Vault,Turb Step/66"/Field Cut Inlet |  |  | EA | 2270 |  | 53514164324 | 5 Weeks | 30 | LB | 67 | 16 | 0 | 10 Year | NO
5041-0026 | Vault,Turb Step/72"/Field Cut Inlet |  |  | EA | 2270 |  | 53514164348 | 5 Weeks | 33 | LB | 73 | 16 | 0 | 10 Year | NO
5041-0027 | Vault,Turb Step/78"/Field Cut Inlet |  |  | EA | 2280 |  | 53514164355 | 5 Weeks | 36 | LB | 79 | 16 | 0 | 10 Year | NO
5041-0028 | Vault,Turb Step/84"/Field Cut Inlet |  |  | EA | 2280 |  | 53514164270 | 5 Weeks | 39 | LB | 85 | 16 | 0 | 10 Year | NO
5041-0029 | Vault,Turb Step/90"/Field Cut Inlet |  |  | EA | 2290 |  | 53514164362 | 5 Weeks | 42 | LB | 91 | 16 | 0 | 10 Year | NO
5041-0030 | Vault,Turb Step/96"/Field Cut Inlet |  |  | EA | 2340 |  | 53514164331 | 5 Weeks | 45 | LB | 97 | 16 | 0 | 10 Year | NO
5041-0033 | Vault,Turb Step/66"/18" Inlet |  |  | EA | 2270 |  | 53514167073 | 5 Weeks | 30 | LB | 67 | 16 | 0 | 10 Year | NO
5041-0034 | Vault,Turb Step/51"/Field Cut Inlet |  |  | EA | 1440 |  | 53514170042 | 5 Weeks | 24 | LB | 52 | 16 | 0 | 10 Year | NO
5041-0048 | Vault,Turb Step/51"/18" Inlet |  |  | EA | 1450 |  | 53514197155 | 5 Weeks | 20 | LB | 52 | 16 | 0 | 10 Year | NO
5041-0049 | Vault,Turb Step/120"/Field Cut Inlet |  |  | EA | 3170 |  | 53514197834 | 5 Weeks | 69 | LB | 121 | 16 | 0 | 10 Year | NO
5041-0055 | Vault,Turb Step/108"/22.5" Inlet |  |  | EA | 3140 |  | 53514250270 | 5 Weeks | 67 | LB | 109 | 16 | 0 | 10 Year | NO
5041-0056 | Vault,Turb Step/108"/Field Cut Inlet |  |  | EA | 3140 |  | 53514250294 | 5 Weeks | 67 | LB | 109 | 16 | 0 | 10 Year | NO
5041-0074 | Step,Turb/.5Hp-7Stg/115V/11GPM/1" Disch/Float Tree/ARV |  |  | EA | 5160 |  | 53514406097 | 5 Weeks | 27 | LB | 62.5 | 18 | 0 | 1 Year | NO
5043-0001 | Asm,Air Relief/1" |  |  | EA | 840 |  | 53514151027 | 6 Weeks | 1 | LB | 10 | 5 | 0 | 1 Year | NO
5043-0002 | Asm,Air Relief/2" |  |  | EA | 1070 |  | 53514151034 | 6 Weeks | 10 | LB | 10 | 5 | 0 | 1 Year | NO
5050-0001 | Valve,Recirculating Float/Deluxe Splitter |  |  | EA | 1060 |  | 53514186319 | 6 Weeks | 12 | LB | 0 | 0 | 0 | 1 Year | NO
5050-0002 | Valve,Recirculating Float |  |  | EA | 810 |  | 53514186326 | 6 Weeks | 9 | LB | 0 | 0 | 0 | 1 Year | NO
5050-0003 | Valve,Adjustable Splitter |  |  | EA | 260 |  | 53514186333 | 6 Weeks | 3 | LB | 0 | 0 | 0 | 1 Year | NO
5050-0004 | Backflow Preventer,3"Pvc |  |  | EA | 190 |  | 53514190903 | 6 Weeks | 2 | LB | 0 | 0 | 0 | 1 Year | NO
5050-0005 | Backflow Preventer,4"Pvc |  |  | EA | 270 |  | 53514190910 | 6 Weeks | 4 | LB | 0 | 0 | 0 | 1 Year | NO
5050-0006 | Backflow Preventer,6"Pvc |  |  | EA | 680 |  | 53514190927 | 6 Weeks | 7 | LB | 0 | 0 | 0 | 1 Year | NO
5051-0030 | Manifold,Pressure 2-Outlet/.156"Id Washer/W-Unions |  |  | EA | 320 |  | 53514248918 | 6 Weeks | 3.5 | LB | 24 | 7 | 0 | 1 Year | NO
5051-0031 | Manifold,Pressure 3-Outlet/.156"Id Washer/W-Unions |  |  | EA | 430 |  | 53514248932 | 6 Weeks | 3.75 | LB | 24 | 7 | 0 | 1 Year | NO
5051-0032 | Manifold,Pressure 4-Outlet/.156"Id Washer/W-Unions |  |  | EA | 510 |  | 53514248956 | 5 Weeks | 4 | LB | 24 | 7 | 0 | 1 Year | NO
5051-0033 | Manifold,Pressure 5-Outlet/.156"Id Washer/W-Unions |  |  | EA | 620 |  | 53514248970 | 5 Weeks | 5.25 | LB | 24 | 7 | 0 | 1 Year | NO
5051-0034 | Manifold,Pressure 6-Outlet/.156"Id Washer/W-Unions |  |  | EA | 590 |  | 53514248994 | 5 Weeks | 5.5 | LB | 24 | 7 | 0 | 1 Year | NO
5051-0035 | Manifold.Pressure 7-Outlet/.156"Id Washer/W-Unions |  |  | EA | 810 |  | 53514249014 | 5 Weeks | 5.75 | LB | 24 | 7 | 0 | 1 Year | NO
5051-0036 | Manifold,Pressure 8-Outlet/.156"Id Washer/W-Unions |  |  | EA | 740 |  | 53514249038 | 5 Weeks | 7 | LB | 24 | 7 | 0 | 1 Year | NO
5051-0037 | Manifold,Pressure 9-Outlet/.156"Id Washer/W-Unions |  |  | EA | 990 |  | 53514249052 | 5 Weeks | 7.25 | LB | 24 | 7 | 0 | 1 Year | NO
5051-0038 | Manifold,Pressure 10-Outlet/.156"Id Washer/W-Unions |  |  | EA | 1080 |  | 53514249076 | 5 Weeks | 7.5 | LB | 24 | 7 | 0 | 1 Year | NO
5053-0001 | Valve Asm,2 Outlet/Auto-Matic Multizoned/1.5" |  |  | EA | 1000 |  | 53514157036 | 5 Weeks | 10 | LB | 30 | 20 | 0 | 1 Year | NO
5053-0002 | Valve Asm,3 Outlet/Auto-Matic Multizoned/1.5" |  |  | EA | 1120 |  | 53514157081 | 5 Weeks | 11 | LB | 30 | 20 | 0 | 1 Year | NO
5053-0003 | Valve Asm,4 Outlet/Auto-Matic Multizoned/1.5" |  |  | EA | 1270 |  | 53514157166 | 5 Weeks | 12 | LB | 30 | 20 | 0 | 1 Year | NO
5053-0004 | Valve Asm,5 Outlet/Auto-Matic Multizoned/1.5" |  |  | EA | 1440 |  | 53514157241 | 5 Weeks | 13 | LB | 30 | 20 | 0 | 1 Year | NO
5053-0005 | Valve Asm,6 Outlet/Auto-Matic Multizoned/1.5" |  |  | EA | 1570 |  | 53514157296 | 5 Weeks | 14 | LB | 30 | 20 | 0 | 1 Year | NO
5054-0004 | E5054 230V/1P/60Hz/1Hp/30'Cd/ HH/cCSAus |  |  | EA | 2370 |  | 53514396886 | Consult Factory | 68 | LB | 22.5 | 9.5 | 0 | 1 Year | NO
5055-0001 | Shield,Orifice/Master Box/100pc/ 3"For.75" Pipe |  |  | EA | 530 |  | 53514131418 | 5 Weeks | 12 | LB | 18 | 12 | 0 | 1 Year | NO
5055-0002 | Shield,Orifice/Master Box/100pc/ 3"For 1" Pipe |  |  | EA | 530 |  | 53514131425 | 5 Weeks | 12 | LB | 18 | 12 | 0 | 1 Year | NO
5055-0003 | Shield,Orifice/Master Box/60pc/4" For 1.25" Pipe |  |  | EA | 450 |  | 53514131432 | 5 Weeks | 14 | LB | 20.5 | 14.25 | 0 | 1 Year | NO
5055-0004 | Shield,Orifice/Master Box/60pc/4"For 1.5" Pipe |  |  | EA | 450 |  | 53514131449 | 5 Weeks | 14 | LB | 20.5 | 14.25 | 0 | 1 Year | NO
5055-0005 | Shield,Orifice 3"For.75"Pipe/Sl/100Pc Master Pak |  |  | EA | 680 |  | 53514131456 | 5 Weeks | 12 | LB | 18 | 12 | 0 | 1 Year | NO
5055-0006 | Shield,Orifice/Master Box/100pc/SL/3"For1" Pipe |  |  | EA | 680 |  | 53514131463 | 5 Weeks | 12 | LB | 18 | 12 | 0 | 1 Year | NO
5055-0007 | Shield,Orifice/Master Box/60pc/SL/4"For1.25" Pipe |  |  | EA | 570 |  | 53514131470 | 5 Weeks | 14 | LB | 20.5 | 14.25 | 0 | 1 Year | NO
5055-0008 | Shield,Orifice/Master Box/60pc/SL/4"For1.5" Pipe |  |  | EA | 570 |  | 53514131487 | 5 Weeks | 14 | LB | 20.5 | 14.25 | 0 | 1 Year | NO
5055-0022 | Shield,Orifice/Master Box/50pc/4"For 2"Pipe |  |  | EA | 470 |  | 53514179342 | 5 Weeks | 14 | LB | 10 | 10 | 0 | 1 Year | NO
5055-0023 | Shield,Orifice/Master Box/50pc/SL/4"For2" Pipe |  |  | EA | 520 |  | 53514184247 | 5 Weeks | 14 | LB | 10 | 10 | 0 | 1 Year | NO
5056-0001 | Drip Line,.5" X 500'Roll/24"Emitters/Geoflow |  |  | EA | 645 |  | 53514142438 | 5 Weeks | 19.5 | LB | 24 | 6 | 0 | 1 Year | NO
5056-0002 | Fitting,Adapter/Drip/25 Ct/.5"Tubing X.75" Spigot |  |  | EA | 75 |  | 53514142476 | 5 Weeks | 1.5 | LB | 10 | 6 | 0 | 1 Year | NO
5056-0003 | Fitting,Coupling/Drip Line/25 Ct/.5"Tubig |  |  | EA | 79 |  | 53514142445 | 5 Weeks | 1.5 | LB | 10 | 6 | 0 | 1 Year | NO
5056-0004 | Fitting,90D Elbow/Drip Line/25 Ct/.5" Tubing |  |  | EA | 140 |  | 53514142452 | 5 Weeks | 1.5 | LB | 10 | 6 | 0 | 1 Year | NO
5056-0005 | Valve,Air Relief/1" Pvc |  |  | EA | 58 |  | 53514142469 | 5 Weeks | 1 | LB | 10 | 6 | 0 | 1 Year | NO
5056-0006 | Box,Valve 6" Round/Economy |  |  | EA | 50 |  | 53514142483 | 5 Weeks | 1.5 | LB | 10 | 6 | 0 | 1 Year | NO
5056-0009 | Fitting,Pvc Reducing Tee/1.25"X1.25"X.75"/Sch 40 |  |  | EA | 11 |  | 53514142513 | 5 Weeks | 0.5 | LB | 10 | 6 | 0 | 1 Year | NO
5056-0010 | Fitting,Pvc Reducing Tee/1.5" X 1.5"X.75"/Sch 40 |  |  | EA | 13 |  | 53514142520 | 5 Weeks | 0.5 | LB | 10 | 6 | 0 | 1 Year | NO
5056-0011 | Box,Auto Flushing Headworks |  |  | EA | 3040 |  | 53514143749 | 5 Weeks | 30 | LB | 10 | 6 | 0 | 1 Year | NO
5056-0024 | Pipe,Flexible Pvc/.5" X 50'/White/Sch 40 |  |  | EA | 380 |  | 53514151584 | 5 Weeks | 7.5 | LB | 24 | 4 | 0 | 1 Year | NO
5056-0026 | Valve,2"Air/Vacuum Relief |  |  | EA | 240 |  | 53514151607 | 5 Weeks | 1 | LB | 10 | 6 | 0 | 1 Year | NO
5056-0027 | Valve,1"Air/Vacuum/Relief/(Auto & Kinetic) |  |  | EA | 370 |  | 53514151614 | 5 Weeks | 1 | LB | 10 | 6 | 0 | 1 Year | NO
5056-0028 | Valve,2"Air/Vacuum Relief/(Auto & Kinetic) |  |  | EA | 510 |  | 53514173524 | 5 Weeks | 1 | LB | 10 | 6 | 0 | 1 Year | NO
5056-0030 | Box,Valve 10" Round/Economy |  |  | EA | 109 |  | 53514175948 | 5 Weeks | 2 | LB | 10 | 10 | 0 | 1 Year | NO
5056-0032 | Drip Line,(Min 21 Req'D).5"X500'Roll/24"Emitters |  |  | EA | 660 |  | 53514178420 | 5 Weeks | 19.5 | LB | 0 | 0 | 0 | 1 Year | NO
5056-0034 | Fitting,Pvc Reducing Tee/1.25"X1.25" X.5"/Sch 40 |  |  | EA | 14 |  | 53514193348 | 5 Weeks | 0.5 | LB | 0 | 0 | 0 | 1 Year | NO
5056-0035 | Fitting,Pvc Reducing Tee/1.5"X 1.5" X .5"/Sch 40 |  |  | EA | 18 |  | 53514193355 | 5 Weeks | 0.5 | LB | 0 | 0 | 0 | 1 Year | NO
5056-0044 | Fitting,Tee/Drip Line/.5"Tubing(25Ct) |  |  | EA | 130 |  | 53514269722 | 5 Weeks | 1 | LB | 5 | 8 | 0 | 1 Year | NO
5060-0001 | Liner,Filter 50' X 50'/45 Mil Epdm |  |  | EA | 7910 |  | 53514157975 | 6 Weeks | 700 | LB | 16 | 16 | 0 | 1 Year | NO
5060-0002 | Liner,Filter 20' X 40'/45 Mil Epdm |  |  | EA | 3190 |  | 53514160081 | 6 Weeks | 224 | LB | 12 | 12 | 0 | 1 Year | NO
5060-0003 | Liner,Filter 20' X 50'/45 Mil Epdm |  |  | EA | 3810 |  | 53514160098 | 6 Weeks | 280 | LB | 12 | 12 | 0 | 1 Year | NO
5060-0004 | Liner,Filter 20' X 60'/45 Mil Epdm |  |  | EA | 4440 |  | 53514160104 | 6 Weeks | 336 | LB | 14 | 14 | 0 | 1 Year | NO
5060-0005 | Boot,Pipe Seal 1"-6"/Epdm |  |  | EA | 220 |  | 53514163204 | 6 Weeks | 2 | LB | 10 | 6 | 0 | 1 Year | NO
5060-0007 | Kit,Pipe Boot Seal/Epdm |  |  | EA | 132 |  | 53514173128 | 6 Weeks | 4 | LB | 10 | 6 | 0 | 1 Year | NO
5060-0009 | Liner,Filter 50' X 60'/45 Mil Epdm |  |  | EA | 9650 |  | 53514175993 | 6 Weeks | 840 | LB | 16 | 16 | 0 | 1 Year | NO
5060-0011 | Liner,Filter 50' X 75'/45 Mil Epdm |  |  | EA | 11990 |  | 53514178970 | 6 Weeks | 1050 | LB | 16 | 16 | 0 | 1 Year | NO
5060-0012 | Liner,Filter/30' X 30'/45 Mil Epdm |  |  | EA | 3230 |  | 53514184292 | 6 Weeks | 252 | LB | 12 | 12 | 0 | 1 Year | NO
5060-0013 | Liner,Filter 40' X 60'/45 Mil/Epdm |  |  | EA | 8180 |  | 53514185961 | 6 Weeks | 690 | LB | 16 | 16 | 0 | 1 Year | NO
5060-0018 | Liner,Epdm 40' X 40'/45 Mil |  |  | EA | 5550 |  | 53514201296 | 6 Weeks | 460 | LB | 12 | 12 | 0 | 1 Year | NO
5060-0019 | Liner,Filter 20' X 20'/45 Mil Epdm |  |  | EA | 1390 |  | 53514204099 | 6 Weeks | 112 | LB | 12 | 12 | 0 | 1 Year | NO
5060-0021 | Liner,Epdm 20' X 30'/45 Mil |  |  | EA | 1670 |  | 53514214432 | 6 Weeks | 171 | LB | 12 | 12 | 0 | 1 Year | NO
507-0005 | 507 12V/DC | 507 12V/DC | https://www.zoellerpumps.com/en-us/products/back-up/battery-powered/basement-sentry | EA | 563 |  | 53514051761 | IN STOCK | 13.4 | LB | 18.5 | 10.5 | 11.5 | 3 Year | NO
507-0013 | 507 with M73 Preassembled System ProPak | 507 with M73 Preassembled System ProPak | https://www.zoellerpumps.com/en-us/products/sump-effluent-pumps/residential/model-73 | EA | 988 |  | 53514374488 | 3 Weeks | 26 | LB | 20.5 | 11 | 20 | 3 Year | M73 PUMP ONLY
5080-0001 | Seal,Butyl Rope 5/16" X 20' |  |  | EA | 19 |  | 53514158156 | 3 Weeks | 1 | LB | 10 | 6 | 0 | 1 Year | NO
5080-0002 | Seal,Buytl Rope 1" X 14.5' |  |  | EA | 44 |  | 53514158163 | 3 Weeks | 1 | LB | 10 | 6 | 0 | 1 Year | NO
5080-0003 | Seal,Pipe .375" Ips |  |  | EA | 18 |  | 53514193638 | 3 Weeks | 0.05 | LB | 5 | 5 | 5 | 1 Year | NO
5080-0004 | Seal,Pipe .50" Ips |  |  | EA | 18 |  | 53514193645 | 3 Weeks | 0.07 | LB | 5 | 5 | 5 | 1 Year | NO
5080-0005 | Seal,Pipe .75" Ips |  |  | EA | 30 |  | 53514193652 | 3 Weeks | 0.07 | LB | 5 | 5 | 5 | 1 Year | NO
5080-0006 | Seal,Pipe 1.0" Ips |  |  | EA | 17 |  | 53514193669 | 3 Weeks | 0.08 | LB | 5 | 5 | 5 | 1 Year | NO
5080-0007 | Seal,Pipe 1.25" Ips |  |  | EA | 19 |  | 53514193683 | 3 Weeks | 0.09 | LB | 5 | 5 | 5 | 1 Year | NO
5080-0008 | Seal,Pipe 1.50" Ips |  |  | EA | 18 |  | 53514193690 | 3 Weeks | 0.1 | LB | 5 | 5 | 5 | 1 Year | NO
5080-0009 | Seal,Pipe 2.0" Ips |  |  | EA | 21 |  | 53514193706 | 3 Weeks | 0.12 | LB | 5 | 5 | 5 | 1 Year | NO
5080-0010 | Seal,Pipe 3.0" Ips |  |  | EA | 24 |  | 53514193713 | 3 Weeks | 0.14 | LB | 5 | 5 | 5 | 1 Year | NO
5080-0011 | Seal,Pipe 4.0" Ips |  |  | EA | 28 |  | 53514193720 | 3 Weeks | 0.19 | LB | 5 | 5 | 5 | 1 Year | NO
5080-0012 | Seal,Cord .50" NPT |  |  | EA | 18 |  | 53514193737 | 3 Weeks | 0.5 | LB | 5 | 5 | 5 | 1 Year | NO
508-0005 | 508 12V/DC Back-Up System/Aquanot/Spin | 508 12V/DC Back-Up System/Aquanot/Spin | https://www.zoellerpumps.com/en-us/products/back-up/battery-powered/aquanot-508-spin | EA | 672 | 504 | 53514349066 | IN STOCK | 16 | LB | 18.5 | 10.5 | 11.5 | 3 Year | NO
508-0006 | 508 with M53 Preassembled Sys ProPak "Aquanot"/Spin | 508 with M53 Preassembled Sys ProPak "Aquanot"/Spin | https://www.zoellerpumps.com/en-us/products/back-up/combination/propak | EA | 1080 | 810 | 53514348786 | IN STOCK | 41 | LB | 20.5 | 11 | 20 | 3 Year | M53 PUMP ONLY
508-0007 | 508 with M98 Preassembled Sys ProPak "Aquanot"/Spin | 508 with M98 Preassembled Sys ProPak "Aquanot"/Spin | https://www.zoellerpumps.com/en-us/products/back-up/combination/propak | EA | 1233 | 924.75 | 53514348762 | IN STOCK | 55 | LB | 20.5 | 11 | 20 | 3 Year | M98 PUMP ONLY
508-0014 | 508 12V/DC Back-Up System/Aquanot Fit | 508 12V/DC Back-Up System/Aquanot Fit | https://www.zoellerpumps.com/en-us/products/back-up/battery-powered/aquanot-fit-508 | EA | 971 | 728.25 | 53514451035 | IN STOCK | 16 | LB | 18.5 | 10.5 | 11.5 | 3 Year | NO
508-0015 | 508 with M53 Preassembled Sys ProPak "Aquanot Fit" | 508 with M53 Preassembled Sys ProPak "Aquanot Fit" | https://www.zoellerpumps.com/en-us/products/back-up/combination/propak | EA | 1378 | 1033.5 | 53514449957 | IN STOCK | 41 | LB | 20.5 | 11 | 20 | 3 Year | NO
508-0016 | 508 with M98 Preassembled Sys ProPak "Aquanot Fit" | 508 with M98 Preassembled Sys ProPak "Aquanot Fit" | https://www.zoellerpumps.com/en-us/products/back-up/combination/propak | EA | 1525 | 1143.75 | 53514450236 | IN STOCK | 55 | LB | 20.5 | 11 | 20 | 3 Year | NO
508-0020 | 508 with M63 Preassembled Sys ProPak "Aquanot Fit" | 508 with M63 Preassembled Sys ProPak "Aquanot Fit" | https://www.zoellerpumps.com/en-us/products/back-up/combination/propak | EA | 1506 | 1129.5 | 53514458546 | IN STOCK | 41 | LB | 20.5 | 11 | 20 | 5 Year | NO
5083-0001 | Riser Asm,12"X 12"/Corruated /Dual Wall |  |  | EA | 180 |  | 53514151539 | 5 Weeks | 6 | LB | 12 | 14 | 0 | 1 Year | NO
5083-0003 | Riser Asm,12" X 24" Corrugated/Dual Wall |  |  | EA | 200 |  | 53514158033 | 5 Weeks | 11 | LB | 24 | 14 | 0 | 1 Year | NO
5083-0004 | Riser Asm,12" X 36" Corrugated/Dual Wall |  |  | EA | 230 |  | 53514158040 | 5 Weeks | 16 | LB | 36 | 14 | 0 | 1 Year | NO
5083-0005 | Riser Extension,12" X 6"/Tuf-Tite/Onsite |  |  | EA | 37 |  | 53514158057 | 5 Weeks | 2 | LB | 6 | 14 | 0 | 1 Year | NO
5083-0006 | Cover,Fiberglass 12"Dia/Onsite |  |  | EA | 130 |  | 53514158064 | 5 Weeks | 2 | LB | 12.5 | 2 | 0 | 1 Year | NO
5083-0007 | Cover,12"Dia/Tuf-Tite/Onsite |  |  | EA | 37 |  | 53514158088 | 5 Weeks | 2 | LB | 12.5 | 2 | 0 | 1 Year | NO
5083-0008 | Riser Asm,12" X 60" Corrugated/Dual Wall |  |  | EA | 300 |  | 53514199692 | 5 Weeks | 16 | LB | 61 | 14 | 0 | 1 Year | NO
5083-0009 | Riser Asm,12" X 48"/Corrugated/Dual Wall |  |  | EA | 280 |  | 53514200824 | 5 Weeks | 21.5 | LB | 49 | 14 | 0 | 1 Year | NO
5085-0001 | Riser,Extension 20" X 6"/Tuf-Tite |  |  | EA | 91 |  | 53514197520 | 5 Weeks | 3.5 | LB | 7 | 22 | 0 | 1 Year | NO
5085-0002 | Cover,20"Dia/Tuf-Tite |  |  | EA | 91 |  | 53514197537 | 5 Weeks | 2.5 | LB | 2 | 22 | 0 | 1 Year | NO
5085-0005 | Riser Asm,Septic Tank/18"Dia X 1' Lg |  |  | EA | 250 |  | 53514297893 | 5 Weeks | 14.75 | LB | 14 | 21.5 | 0 | 1 Year | NO
5085-0006 | Riser Asm,Septic Tank/18"Dia X 2' Lg |  |  | EA | 330 |  | 53514297916 | 5 Weeks | 23.5 | LB | 26 | 21.5 | 0 | 1 Year | NO
5085-0007 | Riser Asm,Septic Tank/18"Dia X 3' Lg |  |  | EA | 400 |  | 53514297930 | 5 Weeks | 32.25 | LB | 38 | 21.5 | 0 | 1 Year | NO
5085-0008 | Riser Asm,Septic Tank/18"Dia X 4' Lg |  |  | EA | 480 |  | 53514297954 | 5 Weeks | 41 | LB | 50 | 21.5 | 0 | 1 Year | NO
5085-0009 | Riser Asm,Septic Tank/18"Dia X 5' Lg |  |  | EA | 550 |  | 53514298012 | 5 Weeks | 49.75 | LB | 62 | 21.5 | 0 | 1 Year | NO
5085-0010 | Riser Asm,Septic Tank/18"Dia X 6' Lg |  |  | EA | 630 |  | 53514298036 | 5 Weeks | 58.5 | LB | 74 | 21.5 | 0 | 1 Year | NO
5085-0011 | Riser Asm,Septic Tank/18"Dia X 7' Lg |  |  | EA | 700 |  | 53514298050 | 5 Weeks | 67.25 | LB | 86 | 21.5 | 0 | 1 Year | NO
5085-0013 | Riser Asm,Septic Tank/18"Dia X 9' Lg |  |  | EA | 860 |  | 53514298111 | 5 Weeks | 84.75 | LB | 110 | 21.5 | 0 | 1 Year | NO
5085-0014 | Riser Asm,Septic Tank/18"Dia X 10' Lg |  |  | EA | 930 |  | 53514298135 | 5 Weeks | 93.5 | LB | 122 | 21.5 | 0 | 1 Year | NO
5085-0015 | Riser Asm,Septic Tank/18"Dia X 11' Lg |  |  | EA | 1010 |  | 53514298159 | 5 Weeks | 102.25 | LB | 134 | 21.5 | 0 | 1 Year | NO
5085-0016 | Riser Asm,Septic Tank/18"Dia X 12' Lg |  |  | EA | 1080 |  | 53514298173 | 5 Weeks | 111 | LB | 146 | 21.5 | 0 | 1 Year | NO
5085-0017 | Riser Asm,Septic Tank/18"Dia X 13' Lg |  |  | EA | 1160 |  | 53514298197 | 5 Weeks | 119.75 | LB | 158 | 21.5 | 0 | 1 Year | NO
5085-0018 | Riser Asm,Septic Tank/18"Dia X 14' Lg |  |  | EA | 1210 |  | 53514298210 | 5 Weeks | 128 | LB | 170 | 21.5 | 0 | 1 Year | NO
5086-0001 | Riser,Extension 24"Dia X6"/Tuf-Tite/Onsite |  |  | EA | 112 |  | 53514158101 | 5 Weeks | 3 | LB | 6 | 25 | 0 | 1 Year | NO
5086-0002 | Cover,24"Dia/Tuf-Tite/Onsite |  |  | EA | 95 |  | 53514158125 | 4 Weeks | 3 | LB | 25 | 2 | 0 | 1 Year | NO
5086-0003 | Riser,Pan 24"Dia/Tuf-Tite/Onsite |  |  | EA | 87 |  | 53514158132 | 5 Weeks | 2 | LB | 6 | 25 | 0 | 1 Year | NO
5086-0004 | Riser,Adapter 24"Dia/Tuf-Tite/Onsite |  |  | EA | 60 |  | 53514158149 | 5 Weeks | 2 | LB | 4 | 25 | 0 | 1 Year | NO
5086-0005 | Cover,24"Dia/Tuf-Tite/Flat |  |  | EA | 150 |  | 53514254476 | 5 Weeks | 8 | LB | 25 | 3 | 0 | 1 Year | NO
5090-0001 | Container,18"/For Filter System |  |  | EA | 700 |  | 53514146337 | 5 Weeks | 32 | LB | 31 | 22 | 0 | 1 Year | NO
5090-0006 | Filter,Carbon 3" & 4" Pipe |  |  | EA | 210 |  | 53514166489 | 5 Weeks | 4 | LB | 14.25 | 5.75 | 0 | 1 Year | NO
5090-0014 | Bracket Asm, Alarm Float for"WW"Filter-Series |  |  | EA | 111 |  | 53514300432 | 5 Weeks | 6 | LB | 10 | 10 | 0 | 1 Year | NO
51-0002 | N51 115V/1Ph/(170 Step System) |  |  | EA | 420 |  | 53514119553 | 5 Weeks | 27 | LB | 10.25 | 7.75 | 0 | 3 Year | NO
51-0006 | BN51 115V/1Ph |  |  | EA | 520 |  | 53514281717 | 5 Weeks | 26 | LB | 10.25 | 7.75 | 0 | 3 Year | NO
519-0005 | M519 115V/1.4 Amps/Condensate Pump | M519 115V/1.4 Amps/Condensate Pump | https://www.zoellerpumps.com/en-us/products/hvac/519-condensate | EA | 105 |  | 53514434113 | Consult Factory | 4.95 | LB | 12.5 | 5.75 | 7.5 | 2 Year | NO
519-0006 | M519 115V/1.4 Amps/Condensate Pump w/20'Clear Tubing | M519 115V/1.4 Amps/Condensate Pump w/20'Clear Tubing | https://www.zoellerpumps.com/en-us/products/hvac/519-condensate | EA | 150 |  | 53514437848 | Consult Factory | 4.95 | LB | 12.5 | 5.75 | 7.5 | 2 Year | NO
5200-0001 | Filter,Media 10' X 10'/Recirculating/450 Gpd |  |  | EA | 9040 |  | 53514130169 | 6 Weeks | 260 | LB | 120 | 6 | 0 | 1 Year | NO
5200-0002 | Filter,Media 10' X 10' Recir/450 Gpd/Pump Disc |  |  | EA | 10110 |  | 53514130176 | 6 Weeks | 310 | LB | 120 | 6 | 0 | 1 Year | NO
5200-0003 | Filter,Media 10' X 15'/Recirculating/600 Gpd |  |  | EA | 10040 |  | 53514130183 | 6 Weeks | 320 | LB | 120 | 6 | 0 | 1 Year | NO
5200-0004 | Filter,Media 10' X 15' Recir/600 Gpd/Pump Disc |  |  | EA | 11030 |  | 53514130190 | 6 Weeks | 370 | LB | 120 | 6 | 0 | 1 Year | NO
5200-0010 | Filter,Media 20'X30'Recirculating/2400 Gpd |  |  | EA | 21200 |  | 53514141776 | 6 Weeks | 1300 | LB | 120 | 12 | 0 | 1 Year | NO
5200-0011 | Filter,Media 15'X20'Recirculating/1200 Gpd |  |  | EA | 11010 |  | 53514143633 | 6 Weeks | 700 | LB | 120 | 12 | 0 | 1 Year | NO
5200-0012 | Filter,Media 20' X 20'/Recirculating/1600 Gpd |  |  | EA | 14970 |  | 53514146436 | 6 Weeks | 900 | LB | 120 | 10 | 0 | 1 Year | NO
5200-0013 | Filter,Media 10'X 20'/Recirculating/800 Gpd |  |  | EA | 12190 |  | 53514149178 | 6 Weeks | 480 | LB | 120 | 6 | 0 | 1 Year | NO
5200-0027 | Filter,Med 10X20'Recir/800Gpd/W-O Ctrl/Pumps/Ind |  |  | EA | 9400 |  | 53514169596 | 6 Weeks | 400 | LB | 120 | 6 | 0 | 1 Year | NO
5220-0001 | Z-Cell,10'X20'/3-Bedroom/450 Gpd |  |  | EA | 13260 |  | 53514163143 | 6 Weeks | 400 | LB | 240 | 2 | 0 | 1 Year | NO
5220-0002 | Z-Cell,12'X24'/4-Bedroom/600 Gpd |  |  | EA | 14560 |  | 53514163150 | 6 Weeks | 500 | LB | 288 | 2 | 0 | 1 Year | NO
522-0005 | M522 115V/Low Profile Condensate Pump |  |  | EA | 120 |  | 53514454135 | Consult Factory | 5 | LB | 0 | 0 | 0 | 2 Year | NO
522-0006 | M522 115V/Low Profile Condensate Pump w/20' Clear Tubing |  |  | EA | 130 |  | 53514490799 | Consult Factory | 5 | LB | 0 | 0 | 0 | 2 Year | NO
5250-0001 | Unit,Treatment 450GPD/ZF-450/Fusion |  |  | EA | 10576 |  | 53514186173 | IN STOCK | 501 | LB | 62 | 44 | 0 | 10 Year | NO
5250-0003 | Unit,Treatment 800GPD/ZF-800/Fusion |  |  | EA | 28030 |  | 53514186197 | 4 Weeks | 882 | LB | 74 | 56 | 0 | 10 Year | NO
5250-0004 | Disinfection,Uv Unit #3G |  |  | EA | 2340 |  | 53514197544 | 6 Weeks | 10 | LB | 3 | 12 | 0 | 1 Year | NO
5250-0007 | Kit, Fusion Service |  |  | EA | 2070 |  | 53514225957 | 6 Weeks | 14 | LB | 0 | 0 | 0 | 1 Year | NO
5250-0028 | Unit,Treatment /ZFL2800/2800Gpd/Drop Ship/Fusion |  |  | EA | 58910 |  | 53514278441 | 6 Weeks | 2420 | LB | 94 | 83 | 0 | 1 Year | NO
5250-0034 | Unit,Treatment /ZFL4000/4000Gpd/Drop Ship/Fusion |  |  | EA | 75200 |  | 53514278618 | 6 Weeks | 3740 | LB | 100 | 96 | 0 | 1 Year | NO
5250-0035 | Kit, Fusion Service Compact |  |  | EA | 1160 |  | 53514294137 | 6 Weeks | 10 | LB | 0 | 0 | 0 | 1 Year | NO
5250-0036 | Riser Kit, 6" Extension/Ultra Rib/ZFL-1120 - 2400 GPD Fusion |  |  | EA | 1060 |  | 53514298234 | 6 Weeks | 8.75 | LB | 12 | 21.5 | 0 | 1 Year | NO
5250-0037 | Riser Kit, 1' Extension/Ultra Rib/ZFL-1120 - 2400 GPD Fusion |  |  | EA | 1330 |  | 53514298258 | 6 Weeks | 17.5 | LB | 24 | 21.5 | 0 | 1 Year | NO
5250-0045 | Media,Anaerobic Ball/Bag (Approx. 90 Pieces) |  |  | EA | 105 |  | 53514329556 | 6 Weeks | 8.5 | LB | 0 | 0 | 0 | 1 Year | NO
5250-0046 | Media,Anaerobic Ball/Gay Lord (Approx. 1226 Pieces) |  |  | EA | 2330 |  | 53514335793 | 4 Weeks | 160 | LB | 0 | 0 | 0 | 1 Year | NO
5250-0050 | Blower,HiBlow/Duo80/Fusion ZF-450 - 800 |  |  | EA | 2400 |  | 53514338527 | 4 Weeks | 46 | LB | 12 | 24 | 0 | 2 Year | NO
5250-0051 | Blower, AL 100/115V60Hz/Fusion |  |  | EA | 1280 |  | 53514344344 | 6 Weeks | 0 | LB | 0 | 0 | 0 | 1 Year | NO
5250-0052 | Blower, AL120/115V60Hz/Fusion |  |  | EA | 1710 |  | 53514344351 | 6 Weeks | 20 | LB | 24 | 12 | 0 | 1 Year | NO
5250-0053 | Blower. AL150/115V60Hz/Fusion |  |  | EA | 2110 |  | 53514344368 | 6 Weeks | 22.3 | LB | 9.65 | 8.07 | 0 | 1 Year | NO
5250-0054 | Blower, AL 200/115V60Hz/Fusion |  |  | EA | 2520 |  | 53514344375 | 6 Weeks | 27 | LB | 0 | 0 | 0 | 1 Year | NO
5250-0055 | Blower, AL250E/115V60Hz/Fusion |  |  | EA | 2930 |  | 53514344382 | 6 Weeks | 52 | LB | 13 | 11 | 0 | 1 Year | NO
5250-0056 | Blower, AL300/115V60Hz/Fusion |  |  | EA | 4600 |  | 53514344399 | 6 Weeks | 0 | LB | 0 | 0 | 0 | 1 Year | NO
5250-0057 | Blower, AL100/220V50Hz/Part of Wastewater Treatment Sys/SA |  |  | EA | 910 |  | 53514344405 | 6 Weeks | 0 | LB | 0 | 0 | 0 | 1 Year | NO
5250-0058 | Blower, AL120/220V50Hz/Part of Wastewater Treatment Sys/SA |  |  | EA | 1080 |  | 53514344412 | 6 Weeks | 0 | LB | 0 | 0 | 0 | 1 Year | NO
5250-0059 | Blower, AL 150/220V50Hz/Part of Wastewater Treatment Sys/SA |  |  | EA | 1420 |  | 53514344429 | 6 Weeks | 0 | LB | 0 | 0 | 0 | 1 Year | NO
5250-0060 | Blower, AL 200/220V50Hz/Part of Wastewater Treatment Sys/SA |  |  | EA | 1710 |  | 53514344436 | 6 Weeks | 0 | LB | 0 | 0 | 0 | 1 Year | NO
5250-0061 | Blower, AL 250/220V50Hz/Part of Wastewater Treatment Sys/SA |  |  | EA | 2280 |  | 53514344443 | 6 Weeks | 0 | LB | 0 | 0 | 0 | 1 Year | NO
5250-0062 | Blower, AL300/220V50Hz/Part of Wastewater Treatment Sys/SA |  |  | EA | 5030 |  | 53514344450 | 6 Weeks | 0 | LB | 0 | 0 | 0 | 1 Year | NO
5250-0063 | Components, PVC for Fusion ZFL-1120 |  |  | EA | 530 |  | 53514344467 | 6 Weeks | 10 | LB | 16 | 16 | 0 | 1 Year | NO
5250-0064 | Components, PVC for Fusion ZFL - 2800-4000 GPD |  |  | EA | 400 |  | 53514344474 | 4 Weeks | 10 | LB | 16 | 16 | 0 | 1 Year | NO
5250-0065 | Transformer, Fusion 115V-100V |  |  | EA | 690 |  | 53514344481 | 6 Weeks | 5 | LB | 7 | 9 | 0 | 1 Year | NO
5250-0082 | Switch,Air/Fusion Systems/ZFL-2800, 4000 |  |  | EA | 1680 |  | 53514464820 | 4 Weeks | 0 | LB | 0 | 0 | 0 | 1 Year | NO
53-0001 | M53 115V/1Ph/cCSAus | M53 115V/1Ph/UL/cCSAus | https://www.zoellerpumps.com/en-us/products/submersible-pumps/50-series | EA | 295 | 221.25 | 53514023607 | IN STOCK | 23 | LB | 10.25 | 7.75 | 10.25 | 3 Year | YES
53-0002 | N53 115V/1Ph/cCSAus | N53 115V/1Ph/cCSAus/UL | https://www.zoellerpumps.com/en-us/products/submersible-pumps/50-series | EA | 285 | 213.75 | 53514023614 | IN STOCK | 22 | LB | 10.25 | 7.75 | 10.25 | 3 Year | YES
53-0003 | D53 230V/1Ph/cCSAus | D53 230V/1Ph/cCSAus/UL | https://www.zoellerpumps.com/en-us/products/submersible-pumps/50-series | EA | 430 | 322.5 | 53514023621 | 3 Weeks | 23 | LB | 10.25 | 7.75 | 10.25 | 3 Year | YES
53-0004 | E53 230V/1Ph/cCSAus | E53 230V/1Ph/UL/cCSAus | https://www.zoellerpumps.com/en-us/products/submersible-pumps/50-series | EA | 400 | 300 | 53514023638 | 3 Weeks | 22 | LB | 10.25 | 7.75 | 10.25 | 3 Year | YES
53-0014 | M53 15'Cd/115V/1Ph/cCSAus | M53 15'Cd/115V/1Ph/cCSAus/UL | https://www.zoellerpumps.com/en-us/products/submersible-pumps/50-series | EA | 315 | 236.25 | 53514023690 | IN STOCK | 23 | LB | 10.25 | 7.75 | 10.25 | 3 Year | YES
53-0016 | M53 25'Cd/115V/1Ph/cCSAus | M53 25'Cd/115V/1Ph/cCSAus/UL | https://www.zoellerpumps.com/en-us/products/submersible-pumps/50-series | EA | 345 | 258.75 | 53514023713 | IN STOCK | 26 | LB | 10.25 | 7.75 | 10.25 | 3 Year | YES
53-0018 | M53 35'Cd/115V/1Ph/cCSAus | M53 35'Cd/115V/1Ph/UL/cCSAus | https://www.zoellerpumps.com/en-us/products/submersible-pumps/50-series | EA | 370 | 352.5 | 53514023720 | 3 Weeks | 28 | LB | 10.25 | 7.75 | 10.25 | 3 Year | YES
53-0020 | M53 50'Cd/115V/1Ph/cCSAus | M53 50'Cd/115V/1Ph/UL/cCSAus | https://www.zoellerpumps.com/en-us/products/submersible-pumps/50-series | EA | 490 | 367.5 | 53514023737 | 3 Weeks | 31 | LB | 10.25 | 7.75 | 10.25 | 3 Year | YES
53-0021 | N53 25'Cd/115V/1Ph/cCSAus | N53 25'Cd/115V/1Ph/UL/cCSAus | https://www.zoellerpumps.com/en-us/products/submersible-pumps/50-series | EA | 400 | 300 | 53514023744 | 3 Weeks | 26 | LB | 10.25 | 7.75 | 10.25 | 3 Year | YES
53-0022 | E53 50'Cd/230V/1Ph/cCSAus | E53 50'Cd/230V/1Ph/UL/cCSAus | https://www.zoellerpumps.com/en-us/products/submersible-pumps/50-series | EA | 540 | 405 | 53514023751 | 3 Weeks | 30 | LB | 10.25 | 7.75 | 10.25 | 3 Year | YES
53-0026 | D53 25'Cd/230V/1Ph/cCSAus | D53 25'Cd/230V/1Ph/UL/cCSAus | https://www.zoellerpumps.com/en-us/products/submersible-pumps/50-series | EA | 490 | 367.5 | 53514023782 | 3 Weeks | 26 | LB | 10.25 | 7.75 | 10.25 | 3 Year | YES
53-0028 | N53 35'Cd/115V/1Ph/cCSAus | N53 35'Cd/115V/1Ph/UL/cCSAus | https://www.zoellerpumps.com/en-us/products/submersible-pumps/50-series | EA | 420 | 315 | 53514023805 | 3 Weeks | 28 | LB | 10.25 | 7.75 | 10.25 | 3 Year | YES
53-0029 | BN53 115V/1Ph/Pb15'/cCSAus | BN53 115V/1Ph/Pb15'/UL/cCSAus Pump | https://www.zoellerpumps.com/en-us/products/submersible-pumps/50-series | EA | 353 | 264.75 | 53514023812 | IN STOCK | 25 | LB | 10.25 | 7.75 | 10.25 | 3 Year | YES
53-0032 | BN53 115V/1Ph/Pb10'/cCSAus/Pump | BN53 115V/1Ph/Pb10'/UL/cCSAus/Pump | https://www.zoellerpumps.com/en-us/products/submersible-pumps/50-series | EA | 334 | 250.5 | 53514023843 | IN STOCK | 24 | LB | 10.25 | 7.75 | 10.25 | 3 Year | YES
53-0035 | D53 50'Cd/230V/1Ph/cCSAus | D53 50'Cd/230V/1Ph/UL/cCSAus | https://www.zoellerpumps.com/en-us/products/submersible-pumps/50-series | EA | 580 | 435 | 53514023874 | 3 Weeks | 31 | LB | 10.25 | 7.75 | 10.25 | 3 Year | YES
53-0045 | BE53 230V/1P/15'Cd/Pb15'/cCSAus | BE53 230V/1P/15'Cd/Pb15'/cCSAus/UL | https://www.zoellerpumps.com/en-us/products/submersible-pumps/50-series | EA | 540 | 405 | 53514041410 | 3 Weeks | 24 | LB | 10.25 | 7.75 | 10.25 | 3 Year | YES
53-0048 | D53 35'Cd/230V/1Ph/cCSAus | D53 35'Cd/230V/1Ph/UL/cCSAus | https://www.zoellerpumps.com/en-us/products/submersible-pumps/50-series | EA | 500 | 375 | 53514046422 | 3 Weeks | 28 | LB | 10.25 | 7.75 | 10.25 | 3 Year | YES
53-0049 | BN53 25'Cd/115V/1P/Pb25'/cCSAus/Pump | BN53 25'Cd/115V/1P/Pb25'/UL/cCSAus/Pump | https://www.zoellerpumps.com/en-us/products/submersible-pumps/50-series | EA | 550 | 412.5 | 53514048495 | 3 Weeks | 28.5 | LB | 10.25 | 7.75 | 10.25 | 3 Year | YES
53-0062 | D53 15'Cd/230V/1Ph/cCSAus | D53 15'Cd/230V/1Ph/cCSAus/UL | https://www.zoellerpumps.com/en-us/products/submersible-pumps/50-series | EA | 450 | 337.5 | 53514113995 | 3 Weeks | 26 | LB | 10.25 | 7.75 | 10.25 | 3 Year | YES
53-0063 | BN53 35'Cd/115V/1P/Pb35'/cCSAus | BN53 35'Cd/115V/1P/Pb35'/UL/cCSAus | https://www.zoellerpumps.com/en-us/products/submersible-pumps/50-series | EA | 600 | 450 | 53514123451 | 3 Weeks | 28.5 | LB | 10.25 | 7.75 | 10.25 | 3 Year | YES
53-0066 | BE53 25'Cd/230V/1P/Pb25'/cCSAus | BE53 25'Cd/230V/1P/Pb25'/cCSAus/UL | https://www.zoellerpumps.com/en-us/products/submersible-pumps/50-series | EA | 620 | 465 | 53514145736 | 3 Weeks | 24 | LB | 10.25 | 7.75 | 10.25 | 3 Year | YES
53-0070 | E53 25'Cd/230V/1Ph/cCSAus | E53 25'Cd/230V/1Ph/UL/cCSAus | https://www.zoellerpumps.com/en-us/products/submersible-pumps/50-series | EA | 450 | 337.5 | 53514176419 | 3 Weeks | 31 | LB | 10.25 | 7.75 | 10.25 | 3 Year | YES
53-0082 | E53 35'Cd/230V/1Ph/cCSAus | E53 35'Cd/230V/1Ph/UL/cCSAus | https://www.zoellerpumps.com/en-us/products/submersible-pumps/50-series | EA | 500 | 375 | 53514332242 | 3 Weeks | 30 | LB | 10.25 | 7.75 | 10.25 | 3 Year | YES
53-0083 | BN53 115V/1Ph/Vertical Master 10'/cCSAus Pump | BN53 115V/1Ph/Vertical Master 10'/UL/cCSAus Pump | https://www.zoellerpumps.com/en-us/products/submersible-pumps/50-series | EA | 470 | 352.5 | 53514349769 | 3 Weeks | 24 | LB | 10.25 | 7.75 | 10.25 | 3 Year | YES
540-0005 | Pump,Ejector-Water Powered/Model 540 | Pump,Ejector-Water Powered/Model 540 | https://www.zoellerpumps.com/en-us/products/submersible-pumps/50-series | EA | 296 | 222 | 53514447113 | IN STOCK | 5.52 | LB | 5.6 | 13.75 | 15.5 | 3 Year | NO
55-0001 | M55 115V/1Ph/cCSAus | M55 115V/1Ph/cCSAus/UL | https://www.zoellerpumps.com/en-us/products/submersible-pumps/50-series | EA | 2550 |  | 53514023935 | 6 Weeks | 24 | LB | 10.25 | 7.75 | 10.25 | 1 Year | NO
55-0002 | N55 115V/1Ph/cCSAus | N55 115V/1Ph/UL/cCSAus | https://www.zoellerpumps.com/en-us/products/submersible-pumps/50-series | EA | 2470 |  | 53514023942 | 6 Weeks | 23 | LB | 10.25 | 7.75 | 10.25 | 1 Year | NO
55-0006 | M55 15'Cd/115V/1Ph/cCSAus | M55 15'Cd/115V/1Ph/UL/cCSAus | https://www.zoellerpumps.com/en-us/products/submersible-pumps/50-series | EA | 2570 |  | 53514023966 | 6 Weeks | 25 | LB | 10.25 | 7.75 | 10.25 | 1 Year | NO
55-0007 | M55 25'Cd/115V/1Ph/cCSAus | M55 25'Cd/115V/1Ph/UL/cCSAus | https://www.zoellerpumps.com/en-us/products/submersible-pumps/50-series | EA | 2610 |  | 53514023973 | 6 Weeks | 27 | LB | 10.25 | 7.75 | 10.25 | 1 Year | NO
55-0012 | M55 35'Cd/115V/1Ph/cCSAus | M55 35'Cd/115V/1Ph/UL/cCSAus | https://www.zoellerpumps.com/en-us/products/submersible-pumps/50-series | EA | 2630 |  | 53514024017 | 6 Weeks | 30 | LB | 10.25 | 7.75 | 10.25 | 1 Year | NO
55-0013 | N55 25'Cd/115V/1Ph/cCSAus | N55 25'Cd/115V/1Ph/UL/cCSAus | https://www.zoellerpumps.com/en-us/products/submersible-pumps/50-series | EA | 2530 |  | 53514024024 | 6 Weeks | 26 | LB | 10.25 | 7.75 | 10.25 | 1 Year | NO
55-0019 | N55 35'Cd/115V/1Ph/cCSAus | N55 35'Cd/115V/1Ph/UL/cCSAus | https://www.zoellerpumps.com/en-us/products/submersible-pumps/50-series | EA | 2560 |  | 53514319120 | 6 Weeks | 26 | LB | 10.25 | 7.75 | 10.25 | 1 Year | NO
57-0001 | M57 115V/1Ph/cCSAus | M57 115V/1Ph/cCSAus/UL | https://www.zoellerpumps.com/en-us/products/submersible-pumps/50-series | EA | 335 | 251.25 | 53514024055 | IN STOCK | 28.5 | LB | 10.25 | 7.75 | 10.25 | 3 Year | YES
57-0002 | N57 115V/1Ph/cCSAus | N57 115V/1Ph/cCSAus/UL | https://www.zoellerpumps.com/en-us/products/submersible-pumps/50-series | EA | 390 | 292.5 | 53514024062 | 3 Weeks | 27.5 | LB | 10.25 | 7.75 | 10.25 | 3 Year | YES
57-0003 | D57 230V/1Ph/cCSAus | D57 230V/1Ph/cCSAusUL | https://www.zoellerpumps.com/en-us/products/submersible-pumps/50-series | EA | 470 | 352.5 | 53514024079 | 3 Weeks | 28.5 | LB | 10.25 | 7.75 | 10.25 | 3 Year | YES
57-0004 | E57 230V/1Ph/cCSAus | E57 230V/1Ph/UL/cCSAus | https://www.zoellerpumps.com/en-us/products/submersible-pumps/50-series | EA | 440 | 330 | 53514024086 | 3 Weeks | 27.5 | LB | 10.25 | 7.75 | 10.25 | 3 Year | YES
57-0005 | M57 115V/1Ph/Extra Duty | M57 115V/1Ph/Extra Duty | https://www.zoellerpumps.com/en-us/products/submersible-pumps/50-series | EA | 480 | 360 | 53514024093 | 3 Weeks | 28.5 | LB | 10.25 | 7.75 | 10.25 | 3 Year | YES
57-0006 | M57 25'Cd/115V/1Ph/cCSAus | M57 25'Cd/115V/1Ph/UL/cCSAus | https://www.zoellerpumps.com/en-us/products/submersible-pumps/50-series | EA | 490 | 367.5 | 53514024109 | 3 Weeks | 30.5 | LB | 10.25 | 7.75 | 10.25 | 3 Year | YES
57-0007 | M57 15'Cd/115V/1Ph/cCSAus | M57 15'Cd/115V/1Ph/UL/cCSAus | https://www.zoellerpumps.com/en-us/products/submersible-pumps/50-series | EA | 440 | 330 | 53514024116 | 3 Weeks | 28.5 | LB | 10.25 | 7.75 | 10.25 | 3 Year | YES
57-0008 | N57 25'Cd/115V/1Ph/cCSAus | N57 25'Cd/115V/1Ph/UL/cCSAus | https://www.zoellerpumps.com/en-us/products/submersible-pumps/50-series | EA | 440 | 330 | 53514024123 | 3 Weeks | 29.5 | LB | 10.25 | 7.75 | 10.25 | 3 Year | YES
57-0010 | N57 35'Cd/115V/1Ph/cCSAus | N57 35'Cd/115V/1Ph/UL/cCSAus | https://www.zoellerpumps.com/en-us/products/submersible-pumps/50-series | EA | 460 | 345 | 53514024130 | 3 Weeks | 32.5 | LB | 10.25 | 7.75 | 10.25 | 3 Year | YES
57-0014 | N57 115V/1Ph/BI/cCSAus | N57 115V/1Ph/BI/UL/cCSAus | https://www.zoellerpumps.com/en-us/products/submersible-pumps/50-series | EA | 540 | 405 | 53514024154 | 3 Weeks | 27.5 | LB | 10.25 | 7.75 | 10.25 | 3 Year | YES
57-0020 | E57 25'Cd/230V/1Ph/cCSAus | E57 25'Cd/230V/1Ph/UL/cCSAus | https://www.zoellerpumps.com/en-us/products/submersible-pumps/50-series | EA | 480 | 360 | 53514024215 | 3 Weeks | 29.5 | LB | 10.25 | 7.75 | 10.25 | 3 Year | YES
57-0021 | M57 115V/1Ph/BI/cCSAus | M57 115V/1Ph/BI/UL/cCSAus | https://www.zoellerpumps.com/en-us/products/submersible-pumps/50-series | EA | 580 | 435 | 53514024222 | 3 Weeks | 28.5 | LB | 10.25 | 7.75 | 10.25 | 3 Year | YES
57-0025 | M57 115V/1Ph/BI/ED | M57 115V/1Ph/BI/ED | https://www.zoellerpumps.com/en-us/products/submersible-pumps/50-series | EA | 630 | 472.5 | 53514024253 | 3 Weeks | 28.5 | LB | 10.25 | 7.75 | 10.25 | 3 Year | YES
57-0026 | M57 15'Cd/115V/1Ph/BI/cCSAus | M57 15'Cd/115V/1Ph/BI/UL/cCSAus | https://www.zoellerpumps.com/en-us/products/submersible-pumps/50-series | EA | 590 | 442.5 | 53514024260 | 3 Weeks | 28.5 | LB | 10.25 | 7.75 | 10.25 | 3 Year | YES
57-0027 | BN57 115V/1Ph/Pb15'/cCSAus Pump | BN57 115V/1Ph/Pb15'/UL/cCSAus Pump | https://www.zoellerpumps.com/en-us/products/submersible-pumps/50-series | EA | 500 | 375 | 53514024277 | 3 Weeks | 29.5 | LB | 10.25 | 7.75 | 10.25 | 3 Year | YES
57-0029 | N57 115V/1Ph/Extra Duty | N57 115V/1Ph/Extra Duty | https://www.zoellerpumps.com/en-us/products/submersible-pumps/50-series | EA | 480 | 360 | 53514024291 | 3 Weeks | 27.5 | LB | 10.25 | 7.75 | 10.25 | 3 Year | YES
57-0031 | D57 230V/1Ph/BI/cCSAus | D57 230V/1Ph/BI/UL/cCSAus | https://www.zoellerpumps.com/en-us/products/submersible-pumps/50-series | EA | 620 | 465 | 53514024314 | 3 Weeks | 28.5 | LB | 10.25 | 7.75 | 10.25 | 3 Year | YES
57-0032 | M57 15'Cd/115V/1Ph/ED | M57 15'Cd/115V/1Ph/ED | https://www.zoellerpumps.com/en-us/products/submersible-pumps/50-series | EA | 530 | 397.5 | 53514024321 | 3 Weeks | 28.5 | LB | 10.25 | 7.75 | 10.25 | 3 Year | YES
57-0033 | BN57 115V/1Ph/Pb10'/cCSAus Pump | BN57 115V/1Ph/Pb10'/UL/cCSAus Pump | https://www.zoellerpumps.com/en-us/products/submersible-pumps/50-series | EA | 470 | 352.5 | 53514024338 | 3 Weeks | 29.5 | LB | 10.25 | 7.75 | 10.25 | 3 Year | YES
57-0035 | M57 25'Cd/115V/1Ph/ED | M57 25'Cd/115V/1Ph/ED | https://www.zoellerpumps.com/en-us/products/submersible-pumps/50-series | EA | 530 | 397.5 | 53514024352 | 3 Weeks | 30.5 | LB | 10.25 | 7.75 | 10.25 | 3 Year | YES
57-0036 | D57 230V/1Ph/Extra Duty | D57 230V/1Ph/Extra Duty | https://www.zoellerpumps.com/en-us/products/submersible-pumps/50-series | EA | 560 | 420 | 53514024369 | 3 Weeks | 28.5 | LB | 10.25 | 7.75 | 10.25 | 3 Year | YES
57-0039 | M57 35'Cd/115V/1Ph/cCSAus | M57 35'Cd/115V/1Ph/UL/cCSAus | https://www.zoellerpumps.com/en-us/products/submersible-pumps/50-series | EA | 510 | 382.5 | 53514024390 | 3 Weeks | 33.5 | LB | 10.25 | 7.75 | 10.25 | 3 Year | YES
57-0040 | BN57 115V/1Ph/Pb10'/BI/cCSAus Pump | BN57 115V/1Ph/Pb10'/BI/UL/cCSAus Pump | https://www.zoellerpumps.com/en-us/products/submersible-pumps/50-series | EA | 620 | 465 | 53514026950 | 3 Weeks | 29.5 | LB | 10.25 | 7.75 | 10.25 | 3 Year | YES
57-0042 | D57 15'Cd/230V/1Ph/cCSAus | D57 15'Cd/230V/1Ph/UL/cCSAus | https://www.zoellerpumps.com/en-us/products/submersible-pumps/50-series | EA | 490 | 367.5 | 53514027698 | 3 Weeks | 28.5 | LB | 10.25 | 7.75 | 10.25 | 3 Year | YES
57-0043 | N57 25'Cd/115V/1Ph/BI/cCSAus | N57 25'Cd/115V/1Ph/BI/UL/cCSAus | https://www.zoellerpumps.com/en-us/products/submersible-pumps/50-series | EA | 590 | 442.5 | 53514036195 | 3 Weeks | 30.5 | LB | 10.25 | 7.75 | 10.25 | 3 Year | YES
57-0045 | BE57 230V/1P/15'Cd/Pb15'/cCSAus | BE57 230V/1P/15'Cd/Pb15'/cCSAus/UL | https://www.zoellerpumps.com/en-us/products/submersible-pumps/50-series | EA | 570 | 427.5 | 53514041427 | 3 Weeks | 29.5 | LB | 10.25 | 7.75 | 10.25 | 3 Year | YES
57-0046 | D57 25'Cd/230V/1Ph/cCSAus | D57 25'Cd/230V/1Ph/UL/cCSAus | https://www.zoellerpumps.com/en-us/products/submersible-pumps/50-series | EA | 530 | 397.5 | 53514061708 | 3 Weeks | 31.5 | LB | 10.25 | 7.75 | 10.25 | 3 Year | YES
57-0050 | BN57 115V/1Ph/Pb35'/cCSAus | BN57 115V/1Ph/Pb35'/UL/cCSAus | https://www.zoellerpumps.com/en-us/products/submersible-pumps/50-series | EA | 550 | 412.5 | 53514083953 | 3 Weeks | 29.5 | LB | 10.25 | 7.75 | 10.25 | 3 Year | YES
57-0055 | BN57 35'Cd/115V/1Ph/Pb35'/cCSAus | BN57 35'Cd/115V/1Ph/Pb35'/UL/cCSAus | https://www.zoellerpumps.com/en-us/products/submersible-pumps/50-series | EA | 630 | 472.5 | 53514103149 | 3 Weeks | 32.5 | LB | 10.25 | 7.75 | 10.25 | 3 Year | YES
57-0057 | BN57 25'Cd/115V/1Ph/Pb25'/cCSAus | BN57 25'Cd/115V/1Ph/Pb25'/UL/cCSAus | https://www.zoellerpumps.com/en-us/products/submersible-pumps/50-series | EA | 580 | 435 | 53514135294 | 3 Weeks | 32.5 | LB | 10.25 | 7.75 | 10.25 | 3 Year | YES
57-0058 | M57 25'Cd/115V/1Ph/BI/cCSAus | M57 25'Cd/115V/1Ph/BI/UL/cCSAus | https://www.zoellerpumps.com/en-us/products/submersible-pumps/50-series | EA | 630 | 472.5 | 53514135355 | 3 Weeks | 28.5 | LB | 10.25 | 7.75 | 10.25 | 3 Year | YES
57-0061 | BN57 115V/1Ph/Pb15' Bi/cCSAus | BN57 115V/1Ph/Pb15' Bi/UL/cCSAus | https://www.zoellerpumps.com/en-us/products/submersible-pumps/50-series | EA | 640 | 480 | 53514144265 | 3 Weeks | 29.5 | LB | 10.25 | 7.75 | 10.25 | 3 Year | YES
57-0062 | D57 50'Cd/230V/1Ph/cCSAus | D57 50'Cd/230V/1Ph/UL/cCSAus | https://www.zoellerpumps.com/en-us/products/submersible-pumps/50-series | EA | 630 | 472.5 | 53514158309 | 3 Weeks | 33.5 | LB | 10.25 | 7.75 | 10.25 | 3 Year | YES
57-0063 | E57 50'Cd/230V/1Ph/cCSAus | E57 50'Cd/230V/1Ph/UL/cCSAus | https://www.zoellerpumps.com/en-us/products/submersible-pumps/50-series | EA | 580 | 435 | 53514163907 | 3 Weeks | 33.5 | LB | 10.25 | 7.75 | 10.25 | 3 Year | YES
57-0068 | BE57 25'Cd/230V/1Ph/Pb25'/cCSAus | BE57 25'Cd/230V/1Ph/Pb25'/UL/cCSAus | https://www.zoellerpumps.com/en-us/products/submersible-pumps/50-series | EA | 620 | 465 | 53514272494 | 3 Weeks | 29.5 | LB | 10.25 | 7.75 | 10.25 | 3 Year | YES
57-0069 | E57 35'Cd/230V/1Ph/cCSAus | E57 35'Cd/230V/1Ph/UL/cCSAus | https://www.zoellerpumps.com/en-us/products/submersible-pumps/50-series | EA | 500 | 375 | 53514306397 | 3 Weeks | 29.5 | LB | 10.25 | 7.75 | 10.25 | 3 Year | YES
585-0005 | Pump,12Vdc W/28Amp Charger/Aquanot II | Pump,12Vdc W/28Amp Charger/Aquanot II | https://www.zoellerpumps.com/en-us/products/back-up/battery-powered/aquanot-585 | EA | 1750 |  | 53514089825 | IN STOCK | 35 | LB | 44 | 9 | 10 | 3 Year | NO
585-0006 | Pump,12Vdc Pedestal/Aquanot | Pump,12Vdc Pedestal/Aquanot | https://www.zoellerpumps.com/en-us/products/back-up/battery-powered/aquanot-585 | EA | 1110 |  | 53514090524 | 6 Weeks | 20 | LB | 44 | 9 | 10 | 3 Year | NO
59-0001 | M59 115V/1Ph/cCSAus | M59 115V/1Ph/cCSAus/UL | https://www.zoellerpumps.com/en-us/products/submersible-pumps/50-series | EA | 3470 |  | 53514024406 | 6 Weeks | 33 | LB | 10.25 | 7.75 | 10.25 | 1 Year | NO
59-0002 | N59 115V/1Ph/cCSAus | N59 115V/1Ph/cCSAus/UL | https://www.zoellerpumps.com/en-us/products/submersible-pumps/50-series | EA | 3430 |  | 53514024413 | 6 Weeks | 29 | LB | 10.25 | 7.75 | 10.25 | 1 Year | NO
59-0003 | D59 230V/1Ph/cCSAus | D59 230V/1Ph/cCSAus/UL | https://www.zoellerpumps.com/en-us/products/submersible-pumps/50-series | EA | 3620 |  | 53514024420 | 6 Weeks | 33 | LB | 10.25 | 7.75 | 10.25 | 1 Year | NO
59-0004 | E59 230V/1Ph/cCSAus | E59 230V/1Ph/UL/cCSAus | https://www.zoellerpumps.com/en-us/products/submersible-pumps/50-series | EA | 3580 |  | 53514024437 | 6 Weeks | 29 | LB | 10.25 | 7.75 | 10.25 | 1 Year | NO
59-0005 | M59 115V/1Ph/Extra Duty | M59 115V/1Ph/Extra Duty | https://www.zoellerpumps.com/en-us/products/submersible-pumps/50-series | EA | 3510 |  | 53514024444 | 6 Weeks | 30 | LB | 10.25 | 7.75 | 10.25 | 1 Year | NO
59-0006 | M59 25'Cd/115V/1Ph/cCSAus | M59 25'Cd/115V/1Ph/UL/cCSAus | https://www.zoellerpumps.com/en-us/products/submersible-pumps/50-series | EA | 3520 |  | 53514024451 | 6 Weeks | 32 | LB | 10.25 | 7.75 | 10.25 | 1 Year | NO
59-0007 | M59 15'Cd/115V/1Ph/cCSAus | M59 15'Cd/115V/1Ph/cCSAus/UL | https://www.zoellerpumps.com/en-us/products/submersible-pumps/50-series | EA | 3490 |  | 53514024468 | 6 Weeks | 30 | LB | 10.25 | 7.75 | 10.25 | 1 Year | NO
59-0008 | D59 230V/1Ph/Extra Duty | D59 230V/1Ph/Extra Duty | https://www.zoellerpumps.com/en-us/products/submersible-pumps/50-series | EA | 3660 |  | 53514024475 | 6 Weeks | 30 | LB | 10.25 | 7.75 | 10.25 | 1 Year | NO
59-0018 | N59 115V/1Ph/Extra Duty | N59 115V/1Ph/Extra Duty | https://www.zoellerpumps.com/en-us/products/submersible-pumps/50-series | EA | 3470 |  | 53514024567 | 6 Weeks | 29 | LB | 10.25 | 7.75 | 10.25 | 1 Year | NO
59-0020 | M59 35'Cd/115V/1Ph/cCSAus | M59 35'Cd/115V/1Ph/UL/cCSAus | https://www.zoellerpumps.com/en-us/products/submersible-pumps/50-series | EA | 3550 |  | 53514024581 | 6 Weeks | 35 | LB | 10.25 | 7.75 | 10.25 | 1 Year | NO
59-0021 | N59 25'Cd/115V/1Ph/cCSAus | N59 25'Cd/115V/1Ph/UL/cCSAus | https://www.zoellerpumps.com/en-us/products/submersible-pumps/50-series | EA | 3490 |  | 53514045180 | 6 Weeks | 31 | LB | 10.25 | 7.75 | 10.25 | 1 Year | NO
59-0022 | N59 35'Cd/115V/1Ph/cCSAus | N59 35'Cd/115V/1Ph/UL/cCSAus | https://www.zoellerpumps.com/en-us/products/submersible-pumps/50-series | EA | 3520 |  | 53514065348 | 6 Weeks | 33 | LB | 10.25 | 7.75 | 10.25 | 1 Year | NO
59-0024 | D59 25' Cd/230V/1Ph/cCSAus | D59 25' Cd/230V/1Ph/cCSAus/UL | https://www.zoellerpumps.com/en-us/products/submersible-pumps/50-series | EA | 3670 |  | 53514167219 | 6 Weeks | 33 | LB | 10.25 | 7.75 | 10.25 | 1 Year | NO
59-0025 | D59 50'Cd/230V/1P/cCSAus | D59 50'Cd/230V/1P/cCSAus/UL | https://www.zoellerpumps.com/en-us/products/submersible-pumps/50-series | EA | 3730 |  | 53514167332 | 6 Weeks | 36 | LB | 10.25 | 7.75 | 10.25 | 1 Year | NO
6030-0082 | Valve,Plug 2" Threaded W-Hand Lever | Valve,Plug 2" Threaded W-Hand Lever | https://www.zoellerpumps.com/en-us/products/check-valves/heavy-duty | EA | 720 |  | 53514143107 | 3 Weeks | 12 | LB | 10.5 | 7.25 | 9 | 1 Year | NO
6030-0083 | Valve,Plug 3" Threaded W-Hand Lever | Valve,Plug 3" Threaded W-Hand Lever | https://www.zoellerpumps.com/en-us/products/check-valves/heavy-duty | EA | 1750 |  | 53514143114 | 3 Weeks | 45 | LB | 16.5 | 11 | 13.5 | 1 Year | NO
6030-0084 | Valve,Plug 2.5" Flanged W-Hand Lever | Valve,Plug 2.5" Flanged W-Hand Lever | https://www.zoellerpumps.com/en-us/products/check-valves/heavy-duty | EA | 2390 |  | 53514143121 | 3 Weeks | 45 | LB | 16.5 | 11 | 13.5 | 1 Year | NO
6030-0085 | Valve,Plug 3" Flanged W-Hand Lever | Valve,Plug 3" Flanged W-Hand Lever | https://www.zoellerpumps.com/en-us/products/check-valves/heavy-duty | EA | 2340 |  | 53514143138 | 3 Weeks | 53 | LB | 16.5 | 11 | 13.5 | 1 Year | NO
6030-0086 | Valve,Plug 4"Flanged W-Hand Lever | Valve,Plug 4"Flanged W-Hand Lever | https://www.zoellerpumps.com/en-us/products/check-valves/heavy-duty | EA | 2176 |  | 53514143145 | 3 Weeks | 66 | LB | 20.5 | 12 | 14.75 | 1 Year | NO
6030-0087 | Valve,Plug 6" Flanged W-Hand Lever | Valve,Plug 6" Flanged W-Hand Lever | https://www.zoellerpumps.com/en-us/products/check-valves/heavy-duty | EA | 2242 |  | 53514143152 | 3 Weeks | 102 | LB | 20.5 | 12 | 14.75 | 1 Year | NO
6030-0088 | Valve,Plug 8" Flanged W-Hand Lever | Valve,Plug 8" Flanged W-Hand Lever | https://www.zoellerpumps.com/en-us/products/check-valves/heavy-duty | EA | 2978 |  | 53514143169 | 3 Weeks | 172 | LB | 20.5 | 12 | 14.75 | 1 Year | NO
6030-0160 | Valve,Unicheck-3" Ci Zep | Valve,Unicheck-3" Ci Zep | https://www.zoellerpumps.com/en-us/products/check-valves/heavy-duty | EA | 330 |  | 53514039523 | 3 Weeks | 18 | LB | 9 | 7 | 7 | 1 Year | NO
6030-0180 | Valve,Unicheck-6" C.I./Flanged | Valve,Unicheck-6" C.I. | https://www.zoellerpumps.com/en-us/products/check-valves/heavy-duty | EA | 2203 |  | 53514044954 | 7 Weeks | 134 | LB | 20.5 | 12 | 14.75 | 1 Year | NO
6030-0190 | Valve,Unicheck-8" C.I./Flanged | Valve,Unicheck-8" C.I. | https://www.zoellerpumps.com/en-us/products/check-valves/heavy-duty | EA | 3209 |  | 53514055059 | 8 Weeks | 200 | LB | 20.5 | 12 | 14.75 | 1 Year | NO
6030-0194 | Elbow,4" W.W. | Elbow,4" W.W. | https://www.zoellerpumps.com/en-us/products/accessories/rail-systems#sales-and-marketing | EA | 410 |  | 53514044961 | 3 Weeks | 41 | LB | 12.5 | 10 | 11 | 1 Year | NO
6030-0195 | Elbow,6" C.I. W.W. | Elbow,6" C.I. W.W. | https://www.zoellerpumps.com/en-us/products/accessories/rail-systems#sales-and-marketing | EA | 645 |  | 53514044978 | 4 Weeks | 68 | LB | 20.5 | 12 | 14.75 | 1 Year | NO
6030-0196 | Elbow,Flanged 8" C.I. | Elbow,Flanged 8" C.I. | https://www.zoellerpumps.com/en-us/products/accessories/rail-systems#sales-and-marketing | EA | 708 |  | 53514055066 | 4 Weeks | 107 | LB | 20.5 | 12 | 14.75 | 1 Year | NO
6030-0197 | Valve,Unicheck-2.5" C.I./Flanged | Valve,Unicheck-2.5" C.I. | https://www.zoellerpumps.com/en-us/products/check-valves/cast-iron-plastic | EA | 1550 |  | 53514114084 | 4 Weeks | 29 | LB | 10 | 7.5 | 8.5 | 1 Year | NO
6030-0200 | Elbow,Flanged 2.5" C.I. WW | Elbow,Flanged 2.5" C.I. WW | https://www.zoellerpumps.com/en-us/products/check-valves/cast-iron-plastic | EA | 330 |  | 53514114640 | 4 Weeks | 20 | LB | 12.5 | 10 | 11 | 1 Year | NO
6030-0201 | Elbow,Flanged 3" C.I. WW | Elbow,Flanged 3" C.I. WW | https://www.zoellerpumps.com/en-us/products/check-valves/cast-iron-plastic | EA | 400 |  | 53514114633 | 4 Weeks | 25 | LB | 12.5 | 10 | 11 | 1 Year | NO
6030-0202 | Valve,Unicheck-3" C.I./Flanged | Valve,Unicheck-3" C.I. | https://www.zoellerpumps.com/en-us/products/check-valves/cast-iron-plastic | EA | 2070 |  | 53514122942 | 7 Weeks | 41 | LB | 12.5 | 10 | 11 | 1 Year | NO
6030-0203 | Valve,Unicheck-4" C.I./Flanged | Valve,Unicheck-4" C.I. | https://www.zoellerpumps.com/en-us/products/check-valves/cast-iron-plastic | EA | 2259 |  | 53514122959 | IN STOCK | 65 | LB | 12.5 | 10 | 11 | 1 Year | NO
6030-0205 | Reducer,Eccentric Flang ED 8" To 6" C.I. | Reducer,Eccentric Flang ED 8" To 6" C.I. | https://www.zoellerpumps.com/en-us/products/accessories/rail-systems#sales-and-marketing | EA | 1116 |  | 53514197766 | 4 Weeks | 75 | LB | 12.5 | 10 | 11 | 1 Year | NO
6030-0211 | Valve,Plug 2" Flanged W-Hand Lever | Valve,Plug 2" Flanged W-Hand Lever | https://www.zoellerpumps.com/en-us/products/accessories/rail-systems#sales-and-marketing | EA | 2370 |  | 53514428686 | 3 Weeks | 45 | LB | 14.125 | 7.5 | 7.5 | 1 Year | NO
6030-0212 | Valve,Unicheck-2" C.I./Flanged | Valve,Unicheck-2" C.I./Flanged | https://www.zoellerpumps.com/en-us/products/accessories/rail-systems#sales-and-marketing | EA | 1450 |  | 53514428709 | 4 Weeks | 27 | LB | 6 | 5.18 | 8 | 1 Year | NO
6039-0014 | Guide Rail Asm-Intmed SS4" | Guide Rail Asm-Intmed SS4" | https://www.zoellerpumps.com/en-us/products/accessories/rail-systems#sales-and-marketing | EA | 800 |  | 53514053628 | 3 Weeks | 8 | LB | 20.5 | 12 | 14.75 | 1 Year | NO
6039-0021 | Guide Rail Asm-Intmed S.S. 6" | Guide Rail Asm-Intmed S.S. 6" | https://www.zoellerpumps.com/en-us/products/accessories/rail-systems#sales-and-marketing | EA | 682 |  | 53514040727 | 3 Weeks | 9 | LB | 20.5 | 12 | 14.75 | 1 Year | NO
6039-0026 | Cable,Choker/SS/180 Fr/.25"Dia | Cable,Choker/SS/180 Fr/.25"Dia | https://www.zoellerpumps.com/en-us/products/accessories/rail-systems#sales-and-marketing | EA | 190 |  | 53514040369 | 3 Weeks | 1 | LB | 9 | 7 | 7 | 1 Year | NO
6039-0027 | Cable,Choker/Galv/180 Fr/.25"Dia | Cable,Choker/Galv/180 Fr/.25"Dia | https://www.zoellerpumps.com/en-us/products/accessories/rail-systems#sales-and-marketing | EA | 180 |  | 53514040376 | 3 Weeks | 1 | LB | 9 | 7 | 7 | 1 Year | NO
6039-0028 | Cable,Lifting&Choker/Perm/SS/10'Lg/.25"Dia | Cable,Lifting&Choker/Perm/SS/10'Lg/.25"Dia | https://www.zoellerpumps.com/en-us/products/accessories/rail-systems#sales-and-marketing | EA | 670 |  | 53514040383 | 3 Weeks | 4 | LB | 9 | 7 | 7 | 1 Year | NO
6039-0029 | Cable,Lifting&Choker/Perm/Galv/10'Lg/180Fr | Cable,Lifting&Choker/Perm/Galv/10'Lg/180Fr | https://www.zoellerpumps.com/en-us/products/accessories/rail-systems#sales-and-marketing | EA | 590 |  | 53514040390 | 4 Weeks | 4 | LB | 9 | 7 | 7 | 1 Year | NO
6039-0030 | Cable,Lifting&Choker/Rmv/SS/10'Lg/180 Fr/.25"Dia | Cable,Lifting&Choker/Rmv/SS/10'Lg/180 Fr/.25"Dia | https://www.zoellerpumps.com/en-us/products/accessories/rail-systems#sales-and-marketing | EA | 830 |  | 53514040406 | 3 Weeks | 5 | LB | 9 | 7 | 7 | 1 Year | NO
6039-0031 | Cable,Lifting&Choker/Rmv/Galv/10'Lg/180 Fr/.25"D | Cable,Lifting&Choker/Rmv/Galv/10'Lg/180 Fr/.25"D | https://www.zoellerpumps.com/en-us/products/accessories/rail-systems#sales-and-marketing | EA | 660 |  | 53514040413 | 3 Weeks | 5 | LB | 9 | 7 | 7 | 1 Year | NO
6039-0032 | Cable,Lifting&Choker/Perm/SS/15'Lg/.25"Dia | Cable,Lifting&Choker/Perm/SS/15'Lg/.25"Dia | https://www.zoellerpumps.com/en-us/products/accessories/rail-systems#sales-and-marketing | EA | 540 |  | 53514040185 | 3 Weeks | 6 | LB | 9 | 7 | 7 | 1 Year | NO
6039-0035 | Elbow,Dry Pit 4"X6" | Elbow,Dry Pit 4"X6" | https://www.zoellerpumps.com/en-us/products/accessories/rail-systems#sales-and-marketing | EA | 2460 |  | 53514043704 | 3 Weeks | 120 | LB | 9 | 7 | 7 | 1 Year | NO
6039-0042 | Bail,Lifting Rigid 250 Frame/(Zep) | Bail,Lifting Rigid 250 Frame/(Zep) | https://www.zoellerpumps.com/en-us/products/accessories/rail-systems#sales-and-marketing | EA | 1010 |  | 53514056537 | 4 Weeks | 5 | LB | 9 | 7 | 7 | 1 Year | NO
6039-0048 | Adapter,4" Flygt Guide Rail | Adapter,4" Flygt Guide Rail | https://www.zoellerpumps.com/en-us/products/accessories/rail-systems#sales-and-marketing | EA | 680 |  | 53514059934 | 4 Weeks | 27 | LB | 9 | 7 | 7 | 1 Year | NO
6039-0053 | Adapter,6" Flygt Guide Rail | Adapter,6" Flygt Guide Rail | https://www.zoellerpumps.com/en-us/products/accessories/rail-systems#sales-and-marketing | EA | 737 |  | 53514063115 | 4 Weeks | 36 | LB | 9 | 7 | 7 | 1 Year | NO
6039-0061 | Cable,Lifting&Choker/Perm/SS/25'Lg/.25"Dia | Cable,Lifting&Choker/Perm/SS/25'Lg/.25"Dia | https://www.zoellerpumps.com/en-us/products/accessories/rail-systems#sales-and-marketing | EA | 760 |  | 53514086640 | 3 Weeks | 8 | LB | 9 | 7 | 7 | 1 Year | NO
6039-0062 | Cable,Lifting&Choker/Perm/SS/20'Lg/.25"Dia | Cable,Lifting&Choker/Perm/SS/20'Lg/.25"Dia | https://www.zoellerpumps.com/en-us/products/accessories/rail-systems#sales-and-marketing | EA | 730 |  | 53514087258 | 3 Weeks | 7 | LB | 9 | 7 | 7 | 1 Year | NO
6039-0063 | Cable,Lifting&Choker/Perm/Galv/20'Lg/180Fr | Cable,Lifting&Choker/Perm/Galv/20'Lg/180Fr | https://www.zoellerpumps.com/en-us/products/accessories/rail-systems#sales-and-marketing | EA | 610 |  | 53514087760 | 4 Weeks | 7 | LB | 9 | 7 | 7 | 1 Year | NO
6039-0068 | Cable,Lifting&Choker/Perm/SS/30'Lg/.25"Dia | Cable,Lifting&Choker/Perm/SS/30'Lg/.25"Dia | https://www.zoellerpumps.com/en-us/products/accessories/rail-systems#sales-and-marketing | EA | 790 |  | 53514101336 | 3 Weeks | 9 | LB | 9 | 7 | 7 | 1 Year | NO
6039-0069 | Plate,Adapter Ebarra 6" Rail System |  | Plate,Adapter Ebarra 6" Rail System | EA | 1690 |  | 53514111564 | 6 Weeks | 50 | LB | 9 | 7 | 7 | 1 Year | NO
6039-0070 | Adapter,3" Flygt Guide Rail | Adapter,3" Flygt Guide Rail | https://www.zoellerpumps.com/en-us/products/accessories/rail-systems#sales-and-marketing | EA | 690 |  | 53514118969 | 4 Weeks | 22 | LB | 9 | 7 | 7 | 1 Year | NO
6039-0071 | Kit,Adapter/140Grnd (SEE NOTES) Meyers/2.5" FLG/Hor-D Rail | Kit,Adapter/140Grnd/Meyers/2.5"FLG/Hor-D Rail | https://www.zoellerpumps.com/en-us/products/accessories/rail-systems#sales-and-marketing | EA | 480 |  | 53514118785 | 4 Weeks | 3 | LB | 9 | 7 | 7 | 1 Year | NO
6039-0072 | Disconnect Sys,Rail 6" Cast Iron | Disconnect Sys,Rail 6" Cast Iron | https://www.zoellerpumps.com/en-us/products/accessories/rail-systems#sales-and-marketing | EA | 4400 |  | 53514120603 | 4 Weeks | 206 | LB | 20.5 | 12 | 14.75 | 1 Year | NO
6039-0073 | Disconnect Sys,Rail 6" Brass | Disconnect Sys,Rail 6" Brass | https://www.zoellerpumps.com/en-us/products/accessories/rail-systems#sales-and-marketing | EA | 9340 |  | 53514122201 | 4 Weeks | 211 | LB | 20.5 | 12 | 14.75 | 1 Year | NO
6039-0094 | Cable,Lifting/Rmv/3/8" dia./SS/16'Lg/Zinc Plated Conn | Cable,Lifting/Rmv/SS/16'Lg/Zinc Plated Conn | https://www.zoellerpumps.com/en-us/products/accessories/rail-systems#sales-and-marketing | EA | 590 |  | 53514182250 | 4 Weeks | 5 | LB | 9 | 7 | 7 | 1 Year | NO
6039-0097 | Cable,Lifting/Rmv/3/8" dia./SS/30'Lg/Zinc Plated Conn | Cable,Lifting/Rmv/SS/30'Lg/Zinc Plated Conn | https://www.zoellerpumps.com/en-us/products/accessories/rail-systems#sales-and-marketing | EA | 860 |  | 53514187927 | 4 Weeks | 9 | LB | 9 | 7 | 7 | 1 Year | NO
6039-0098 | Cable,Lifting/Rmv/3/8" dia./SS/25'Lg/Zinc Plated Conn | Cable,Lifting/Rmv/SS/25'Lg/Zinc Plated Conn | https://www.zoellerpumps.com/en-us/products/accessories/rail-systems#sales-and-marketing | EA | 730 |  | 53514193232 | 4 Weeks | 6 | LB | 9 | 7 | 7 | 1 Year | NO
6039-0100 | Cable,Lifting/Rmv/3/8" dia./SS/50'Lg/Zinc Plated Conn |  |  | EA | 1020 |  | 53514209056 | 4 Weeks | 16 | LB | 9 | 7 | 7 | 1 Year | NO
6039-0105 | Cable,Lifting/Rmv/3/8" dia./SS/20'Lg/Zinc Plated Conn |  |  | EA | 770 |  | 53514289416 | 4 Weeks | 5 | LB | 9 | 7 | 7 | 1 Year | NO
6039-0125 | Elbow,Dry Pit 6"X6" |  |  | EA | 3390 |  | 53514503192 | 6 Weeks | 120 | LB | 9 | 7 | 7 | 1 Year | NO
611-0004 | E611 230V/1Ph/1750/1.0 Bhp/3"Vert-D | E611 230V/1Ph/1750/1.0 Bhp/3"Vert-D | https://www.zoellerpumps.com/en-us/products/sewage-pumps/commercial/600-series | EA | 6010 |  | 53514116194 | 4 Weeks | 245 | LB | 45 | 24.5 | 32.75 | 1 Year | NO
611-0005 | E611 230V/1Ph/1750/1.0 Bhp/4"D | E611 230V/1Ph/1750/1.0 Bhp/4"D | https://www.zoellerpumps.com/en-us/products/sewage-pumps/commercial/600-series | EA | 6810 |  | 53514116200 | 4 Weeks | 245 | LB | 45 | 24.5 | 32.75 | 1 Year | NO
611-0006 | J611 200V/3Ph/1750/1.0 Bhp/3" Vert-D | J611 200V/3Ph/1750/1.0 Bhp/3" Vert-D | https://www.zoellerpumps.com/en-us/products/sewage-pumps/commercial/600-series | EA | 5650 |  | 53514116217 | 4 Weeks | 245 | LB | 45 | 24.5 | 32.75 | 1 Year | NO
611-0007 | J611 200V/3Ph/1750/1.0 Bhp/4"D | J611 200V/3Ph/1750/1.0 Bhp/4"D | https://www.zoellerpumps.com/en-us/products/sewage-pumps/commercial/600-series | EA | 6450 |  | 53514116224 | 4 Weeks | 245 | LB | 45 | 24.5 | 32.75 | 1 Year | NO
611-0008 | F611 230V/3Ph/1750/1.0 Bhp/3" Vert-D | F611 230V/3Ph/1750/1.0 Bhp/3" Vert-D | https://www.zoellerpumps.com/en-us/products/sewage-pumps/commercial/600-series | EA | 5660 |  | 53514116231 | 4 Weeks | 245 | LB | 45 | 24.5 | 32.75 | 1 Year | NO
611-0009 | F611 230V/3Ph/1750/1.0 Bhp/4"D | F611 230V/3Ph/1750/1.0 Bhp/4"D | https://www.zoellerpumps.com/en-us/products/sewage-pumps/commercial/600-series | EA | 6460 |  | 53514116279 | 4 Weeks | 245 | LB | 45 | 24.5 | 32.75 | 1 Year | NO
611-0010 | G611 460V/3Ph/1750/1.0 Bhp/3" Vert-D | G611 460V/3Ph/1750/1.0 Bhp/3" Vert-D | https://www.zoellerpumps.com/en-us/products/sewage-pumps/commercial/600-series | EA | 5660 |  | 53514116309 | 4 Weeks | 245 | LB | 45 | 24.5 | 32.75 | 1 Year | NO
611-0011 | G611 460V/3Ph/1750/1.0 Bhp/4"D | G611 460V/3Ph/1750/1.0 Bhp/4"D | https://www.zoellerpumps.com/en-us/products/sewage-pumps/commercial/600-series | EA | 6460 |  | 53514116316 | 4 Weeks | 245 | LB | 45 | 24.5 | 32.75 | 1 Year | NO
611-0014 | F611 50'Cd/230V/3Ph/1750/1.0Bhp/3" Vert-D | F611 50'Cd/230V/3Ph/1750/1.0Bhp/3" Vert-D | https://www.zoellerpumps.com/en-us/products/sewage-pumps/commercial/600-series | EA | 5860 |  | 53514135850 | 4 Weeks | 245 | LB | 45 | 24.5 | 32.75 | 1 Year | NO
611-0015 | F611 75'Cd/230V/3Ph/1750/1.0Bhp/3" Vert-D | F611 75'Cd/230V/3Ph/1750/1.0Bhp/3" Vert-D | https://www.zoellerpumps.com/en-us/products/sewage-pumps/commercial/600-series | EA | 6060 |  | 53514135867 | 4 Weeks | 245 | LB | 45 | 24.5 | 32.75 | 1 Year | NO
611-0016 | F611 230V/3Ph/1750/1.0 Bhp/3"Hor-D | F611 230V/3Ph/1750/1.0 Bhp/3"Hor-D | https://www.zoellerpumps.com/en-us/products/sewage-pumps/commercial/600-series | EA | 5620 |  | 53514136499 | 4 Weeks | 245 | LB | 45 | 24.5 | 32.75 | 1 Year | NO
611-0017 | E611 50'Cd/230V/1Ph/1750/1.0Bhp/3" Vert-D | E611 50'Cd/230V/1Ph/1750/1.0Bhp/3" Vert-D | https://www.zoellerpumps.com/en-us/products/sewage-pumps/commercial/600-series | EA | 6210 |  | 53514140106 | 4 Weeks | 245 | LB | 45 | 24.5 | 32.75 | 1 Year | NO
611-0018 | EX611 230V/1Ph/1750/1.0Bhp/3" Vert-D/Ex Pr | EX611 230V/1Ph/1750/1.0Bhp/3" Vert-D/Ex Pr | https://www.zoellerpumps.com/en-us/products/sewage-pumps/commercial/600-series | EA | 7720 |  | 53514155322 | 6 Weeks | 295 | LB | 45 | 24.5 | 32.75 | 1 Year | NO
611-0019 | EX611 230V/1Ph/1750/1.0Bhp/3"Hor-D/Ex Pr | EX611 230V/1Ph/1750/1.0Bhp/3"Hor-D/Ex Pr | https://www.zoellerpumps.com/en-us/products/sewage-pumps/commercial/600-series | EA | 7720 |  | 53514157135 | 6 Weeks | 295 | LB | 45 | 24.5 | 32.75 | 1 Year | NO
611-0020 | EX611 230V/1Ph/1750/1.0Bhp/4"D/Ex Pr | EX611 230V/1Ph/1750/1.0Bhp/4"D/Ex Pr | https://www.zoellerpumps.com/en-us/products/sewage-pumps/commercial/600-series | EA | 8390 |  | 53514157142 | 6 Weeks | 295 | LB | 45 | 24.5 | 32.75 | 1 Year | NO
611-0021 | JX611 200V/3Ph/1750/1.0Bhp/3" Vert-D/Ex Pr | JX611 200V/3Ph/1750/1.0Bhp/3" Vert-D/Ex Pr | https://www.zoellerpumps.com/en-us/products/sewage-pumps/commercial/600-series | EA | 7390 |  | 53514157159 | 6 Weeks | 295 | LB | 45 | 24.5 | 32.75 | 1 Year | NO
611-0022 | JX611 200V/3Ph/1750/1.0Bhp/3"Hor-D/Ex Pr | JX611 200V/3Ph/1750/1.0Bhp/3"Hor-D/Ex Pr | https://www.zoellerpumps.com/en-us/products/sewage-pumps/commercial/600-series | EA | 7340 |  | 53514157173 | 6 Weeks | 295 | LB | 45 | 24.5 | 32.75 | 1 Year | NO
611-0023 | JX611 200V/3Ph/1750/1.0Bhp/4"D/Ex Pr | JX611 200V/3Ph/1750/1.0Bhp/4"D/Ex Pr | https://www.zoellerpumps.com/en-us/products/sewage-pumps/commercial/600-series | EA | 8190 |  | 53514157180 | 6 Weeks | 295 | LB | 45 | 24.5 | 32.75 | 1 Year | NO
611-0024 | FX611 230V/3Ph/1750/1.0Bhp/3" Vert-D/Ex Pr | FX611 230V/3Ph/1750/1.0Bhp/3" Vert-D/Ex Pr | https://www.zoellerpumps.com/en-us/products/sewage-pumps/commercial/600-series | EA | 7400 |  | 53514157197 | 6 Weeks | 295 | LB | 45 | 24.5 | 32.75 | 1 Year | NO
611-0025 | FX611 230V/3Ph/1750/1.0Bhp/3"Hor-D/Ex Pr | FX611 230V/3Ph/1750/1.0Bhp/3"Hor-D/Ex Pr | https://www.zoellerpumps.com/en-us/products/sewage-pumps/commercial/600-series | EA | 7360 |  | 53514157203 | 6 Weeks | 295 | LB | 45 | 24.5 | 32.75 | 1 Year | NO
611-0026 | FX611 230V/3Ph/1750/1.0Bhp/4"D/Ex Pr | FX611 230V/3Ph/1750/1.0Bhp/4"D/Ex Pr | https://www.zoellerpumps.com/en-us/products/sewage-pumps/commercial/600-series | EA | 8200 |  | 53514157210 | 6 Weeks | 295 | LB | 45 | 24.5 | 32.75 | 1 Year | NO
611-0027 | GX611 460V/3Ph/1750/1.0Bhp/3" Vert-D/Ex Pr | GX611 460V/3Ph/1750/1.0Bhp/3" Vert-D/Ex Pr | https://www.zoellerpumps.com/en-us/products/sewage-pumps/commercial/600-series | EA | 7400 |  | 53514157227 | 6 Weeks | 295 | LB | 45 | 24.5 | 32.75 | 1 Year | NO
611-0028 | GX611 460V/3Ph/1750/1.0Bhp/3"Hor-D/Ex Pr | GX611 460V/3Ph/1750/1.0Bhp/3"Hor-D/Ex Pr | https://www.zoellerpumps.com/en-us/products/sewage-pumps/commercial/600-series | EA | 7360 |  | 53514157234 | 6 Weeks | 295 | LB | 45 | 24.5 | 32.75 | 1 Year | NO
611-0029 | GX611 460V/3Ph/1750/1.0Bhp/4"D/Ex Pr | GX611 460V/3Ph/1750/1.0Bhp/4"D/Ex Pr | https://www.zoellerpumps.com/en-us/products/sewage-pumps/commercial/600-series | EA | 8200 |  | 53514157258 | 6 Weeks | 295 | LB | 45 | 24.5 | 32.75 | 1 Year | NO
611-0033 | J611 35'Cd/200V/3Ph/1750/1.0Bhp/3" Vert-D | J611 35'Cd/200V/3Ph/1750/1.0Bhp/3" Vert-D | https://www.zoellerpumps.com/en-us/products/sewage-pumps/commercial/600-series | EA | 5720 |  | 53514160630 | 4 Weeks | 245 | LB | 45 | 24.5 | 32.75 | 1 Year | NO
611-0034 | E611 230V/1Ph/1750/1.0 Bhp/3"Hor-D | E611 230V/1Ph/1750/1.0 Bhp/3"Hor-D | https://www.zoellerpumps.com/en-us/products/sewage-pumps/commercial/600-series | EA | 5970 |  | 53514187330 | 4 Weeks | 245 | LB | 45 | 24.5 | 32.75 | 1 Year | NO
611-0035 | G611 460V/3Ph/1750/1.0 Bhp/3"Hor-D | G611 460V/3Ph/1750/1.0 Bhp/3"Hor-D | https://www.zoellerpumps.com/en-us/products/sewage-pumps/commercial/600-series | EA | 5620 |  | 53514203689 | 4 Weeks | 245 | LB | 45 | 24.5 | 32.75 | 1 Year | NO
611-0036 | E611 50'Cd/230V/1Ph/1750/1.0Bhp/4"D | E611 50'Cd/230V/1Ph/1750/1.0Bhp/4"D | https://www.zoellerpumps.com/en-us/products/sewage-pumps/commercial/600-series | EA | 7010 |  | 53514206512 | 4 Weeks | 245 | LB | 45 | 24.5 | 32.75 | 1 Year | NO
611-0037 | GX611 50"Cd/460V/3Ph/1750/1.0Bhp/3" Vert-D/Ex Pr | GX611 50"Cd/460V/3Ph/1750/1.0Bhp/3" Vert-D/Ex Pr | https://www.zoellerpumps.com/en-us/products/sewage-pumps/commercial/600-series | EA | 7680 |  | 53514208004 | 6 Weeks | 295 | LB | 45 | 24.5 | 32.75 | 1 Year | NO
611-0038 | J611 200V/3Ph/1750/1.0 Bhp/3" Hor-D | J611 200V/3Ph/1750/1.0 Bhp/3" Hor-D | https://www.zoellerpumps.com/en-us/products/sewage-pumps/commercial/600-series | EA | 5600 |  | 53514216917 | 4 Weeks | 245 | LB | 45 | 24.5 | 32.75 | 1 Year | NO
611-0039 | JX611 35'Cd/200V/3Ph/1750/1.0Bhp/4"D/Ex Pr | JX611 35'Cd/200V/3Ph/1750/1.0Bhp/4"D/Ex Pr | https://www.zoellerpumps.com/en-us/products/sewage-pumps/commercial/600-series | EA | 8290 |  | 53514285500 | 6 Weeks | 295 | LB | 45 | 24.5 | 32.75 | 1 Year | NO
611-0040 | JX611 50'Cd/200V/3Ph/1750/1.0Bhp/4"D/Ex Pr | JX611 50'Cd/200V/3Ph/1750/1.0Bhp/4"D/Ex Pr | https://www.zoellerpumps.com/en-us/products/sewage-pumps/commercial/600-series | EA | 8460 |  | 53514332235 | 6 Weeks | 295 | LB | 45 | 24.5 | 32.75 | 1 Year | NO
611-0041 | G611 35'Cd/460V/3Ph/1750/1.0 Bhp/3"Vert-D | G611 35'Cd/460V/3Ph/1750/1.0 Bhp/3"Vert-D | https://www.zoellerpumps.com/en-us/products/sewage-pumps/commercial/600-series | EA | 5740 |  | 53514346607 | 4 Weeks | 245 | LB | 45 | 24.5 | 32.75 | 1 Year | NO
611-0042 | J611 50'Cd/200V/3Ph/1750/1.0Bhp/3" Vert-D | J611 50'Cd/200V/3Ph/1750/1.0Bhp/3" Vert-D | https://www.zoellerpumps.com/en-us/products/sewage-pumps/commercial/600-series | EA | 5840 |  | 53514350468 | 4 Weeks | 245 | LB | 45 | 24.5 | 32.75 | 1 Year | NO
611-0043 | G611 35'Cd/460V/3Ph/1750/1.0 Bhp/3"Hor-D | G611 35'Cd/460V/3Ph/1750/1.0 Bhp/3"Hor-D | https://www.zoellerpumps.com/en-us/products/sewage-pumps/commercial/600-series | EA | 5700 |  | 53514352158 | 4 Weeks | 245 | LB | 45 | 24.5 | 32.75 | 1 Year | NO
611-0045 | EX611 50'Cd/230V/1Ph/1750/1.0Bhp/3"Vert-D/Ex Pr | EX611 50'Cd/230V/1Ph/1750/1.0Bhp/3"Vert-D/Ex Pr | https://www.zoellerpumps.com/en-us/products/sewage-pumps/commercial/600-series | EA | 7900 |  | 53514391881 | 6 Weeks | 295 | LB | 45 | 24.5 | 32.75 | 1 Year | NO
611-0047 | G611 50'Cd/460V/3Ph/1750/1.0 Bhp/3"Hor-D | G611 50'Cd/460V/3Ph/1750/1.0 Bhp/3"Hor-D | https://www.zoellerpumps.com/en-us/products/sewage-pumps/commercial/600-series | EA | 5810 |  | 53514422899 | 4 Weeks | 245 | LB | 45 | 24.5 | 32.75 | 1 Year | NO
611-0048 | E611 35'Cd/230V/1Ph/1750/1.0Bhp/4"D | E611 35'Cd/230V/1Ph/1750/1.0Bhp/4"D | https://www.zoellerpumps.com/en-us/products/sewage-pumps/commercial/600-series | EA | 6890 |  | 53514459161 | 4 Weeks | 245 | LB | 45 | 24.5 | 32.75 | 1 Year | NO
611-0049 | G611 50'Cd/460V/3Ph/1750/1.0 Bhp/4"D | G611 50'Cd/460V/3Ph/1750/1.0 Bhp/4"D | https://www.zoellerpumps.com/en-us/products/sewage-pumps/commercial/600-series | EA | 6660 |  | 53514472795 | 4 Weeks | 245 | LB | 45 | 24.5 | 32.75 | 1 Year | NO
621-0004 | E621 230V/1Ph/1750/1.5 Bhp/3"Vert-D | E621 230V/1Ph/1750/1.5 Bhp/3"Vert-D | https://www.zoellerpumps.com/en-us/products/sewage-pumps/commercial/600-series | EA | 6010 |  | 53514116347 | 4 Weeks | 245 | LB | 45 | 24.5 | 32.75 | 1 Year | NO
621-0005 | E621 230V/1Ph/1750/1.5 Bhp/4"D | E621 230V/1Ph/1750/1.5 Bhp/4"D | https://www.zoellerpumps.com/en-us/products/sewage-pumps/commercial/600-series | EA | 6810 |  | 53514116361 | 4 Weeks | 245 | LB | 45 | 24.5 | 32.75 | 1 Year | NO
621-0006 | J621 200V/3Ph/1750/1.5 Bhp/3"Vert-D | J621 200V/3Ph/1750/1.5 Bhp/3"Vert-D | https://www.zoellerpumps.com/en-us/products/sewage-pumps/commercial/600-series | EA | 5650 |  | 53514116378 | 4 Weeks | 245 | LB | 45 | 24.5 | 32.75 | 1 Year | NO
621-0007 | J621 200V/3Ph/1750/1.5 Bhp/4"D | J621 200V/3Ph/1750/1.5 Bhp/4"D | https://www.zoellerpumps.com/en-us/products/sewage-pumps/commercial/600-series | EA | 6450 |  | 53514116385 | 4 Weeks | 245 | LB | 45 | 24.5 | 32.75 | 1 Year | NO
621-0008 | F621 230V/3Ph/1750/1.5 Bhp/3"Vert-D | F621 230V/3Ph/1750/1.5 Bhp/3"Vert-D | https://www.zoellerpumps.com/en-us/products/sewage-pumps/commercial/600-series | EA | 5660 |  | 53514116392 | 4 Weeks | 245 | LB | 45 | 24.5 | 32.75 | 1 Year | NO
621-0009 | F621 230V/3Ph/1750/1.5 Bhp/4"D | F621 230V/3Ph/1750/1.5 Bhp/4"D | https://www.zoellerpumps.com/en-us/products/sewage-pumps/commercial/600-series | EA | 6460 |  | 53514116408 | 4 Weeks | 245 | LB | 45 | 24.5 | 32.75 | 1 Year | NO
621-0010 | G621 460V/3Ph/1750/1.5 Bhp/3"Vert-D | G621 460V/3Ph/1750/1.5 Bhp/3"Vert-D | https://www.zoellerpumps.com/en-us/products/sewage-pumps/commercial/600-series | EA | 5660 |  | 53514116415 | 4 Weeks | 245 | LB | 45 | 24.5 | 32.75 | 1 Year | NO
621-0011 | G621 460V/3Ph/1750/1.5 Bhp/4"D | G621 460V/3Ph/1750/1.5 Bhp/4"D | https://www.zoellerpumps.com/en-us/products/sewage-pumps/commercial/600-series | EA | 6460 |  | 53514116422 | 4 Weeks | 245 | LB | 45 | 24.5 | 32.75 | 1 Year | NO
621-0015 | E621 50'Cd/230V/1Ph/1750/1.5Bhp/3"Vert-D | E621 50'Cd/230V/1Ph/1750/1.5Bhp/3"Vert-D | https://www.zoellerpumps.com/en-us/products/sewage-pumps/commercial/600-series | EA | 6210 |  | 53514136468 | 4 Weeks | 245 | LB | 45 | 24.5 | 32.75 | 1 Year | NO
621-0016 | F621 230V/3P/1750/1.5Bhp/3"Hor-D | F621 230V/3P/1750/1.5Bhp/3"Hor-D | https://www.zoellerpumps.com/en-us/products/sewage-pumps/commercial/600-series | EA | 5620 |  | 53514138356 | 4 Weeks | 245 | LB | 45 | 24.5 | 32.75 | 1 Year | NO
621-0017 | G621 50'Cd/460V/3Ph/1750/1.5Bhp/3"Vert-D | G621 50'Cd/460V/3Ph/1750/1.5Bhp/3"Vert-D | https://www.zoellerpumps.com/en-us/products/sewage-pumps/commercial/600-series | EA | 5860 |  | 53514142254 | 4 Weeks | 245 | LB | 45 | 24.5 | 32.75 | 1 Year | NO
621-0018 | G621 460V/3Ph/1750/1.5Bhp/3"Hor-D | G621 460V/3Ph/1750/1.5Bhp/3"Hor-D | https://www.zoellerpumps.com/en-us/products/sewage-pumps/commercial/600-series | EA | 5620 |  | 53514146429 | 4 Weeks | 245 | LB | 45 | 24.5 | 32.75 | 1 Year | NO
621-0019 | J621 200V/3Ph/1750/1.5 Bhp/3"Hor-D/ | J621 200V/3Ph/1750/1.5 Bhp/3"Hor-D/ | https://www.zoellerpumps.com/en-us/products/sewage-pumps/commercial/600-series | EA | 5600 |  | 53514147372 | 4 Weeks | 245 | LB | 45 | 24.5 | 32.75 | 1 Year | NO
621-0020 | EX621 230V/1Ph/1750/1.5 Bhp/3"Vert-D/Ex Pr | EX621 230V/1Ph/1750/1.5 Bhp/3"Vert-D/Ex Pr | https://www.zoellerpumps.com/en-us/products/sewage-pumps/commercial/600-series | EA | 7850 |  | 53514155339 | 6 Weeks | 295 | LB | 45 | 24.5 | 32.75 | 1 Year | NO
621-0021 | EX621 230V/1Ph/1750/1.5 Bhp/3"Hor-D/Ex Pr | EX621 230V/1Ph/1750/1.5 Bhp/3"Hor-D/Ex Pr | https://www.zoellerpumps.com/en-us/products/sewage-pumps/commercial/600-series | EA | 7850 |  | 53514157302 | 6 Weeks | 295 | LB | 45 | 24.5 | 32.75 | 1 Year | NO
621-0022 | EX621 230V/1Ph/1750/1.5 Bhp/4"D/Ex Pr | EX621 230V/1Ph/1750/1.5 Bhp/4"D/Ex Pr | https://www.zoellerpumps.com/en-us/products/sewage-pumps/commercial/600-series | EA | 8390 |  | 53514157319 | 6 Weeks | 295 | LB | 45 | 24.5 | 32.75 | 1 Year | NO
621-0023 | JX621 200V/3Ph/1750/1.5 Bhp/3"Vert-D/Ex Pr | JX621 200V/3Ph/1750/1.5 Bhp/3"Vert-D/Ex Pr | https://www.zoellerpumps.com/en-us/products/sewage-pumps/commercial/600-series | EA | 7390 |  | 53514157326 | 6 Weeks | 295 | LB | 45 | 24.5 | 32.75 | 1 Year | NO
621-0024 | JX621 200V/3Ph/1750/1.5 Bhp/3"Hor-D/Ex Pr | JX621 200V/3Ph/1750/1.5 Bhp/3"Hor-D/Ex Pr | https://www.zoellerpumps.com/en-us/products/sewage-pumps/commercial/600-series | EA | 7340 |  | 53514157333 | 6 Weeks | 295 | LB | 45 | 24.5 | 32.75 | 1 Year | NO
621-0025 | JX621 200V/3Ph/1750/1.5 Bhp/4"D/Ex Pr | JX621 200V/3Ph/1750/1.5 Bhp/4"D/Ex Pr | https://www.zoellerpumps.com/en-us/products/sewage-pumps/commercial/600-series | EA | 8180 |  | 53514157340 | 6 Weeks | 295 | LB | 45 | 24.5 | 32.75 | 1 Year | NO
621-0026 | FX621 230V/3Ph/1750/1.5 Bhp/3"Vert-D/Ex Pr | FX621 230V/3Ph/1750/1.5 Bhp/3"Vert-D/Ex Pr | https://www.zoellerpumps.com/en-us/products/sewage-pumps/commercial/600-series | EA | 7400 |  | 53514157357 | 6 Weeks | 295 | LB | 45 | 24.5 | 32.75 | 1 Year | NO
621-0027 | FX621 230V/3Ph/1750/1.5 Bhp/3"Hor-D/Ex Pr | FX621 230V/3Ph/1750/1.5 Bhp/3"Hor-D/Ex Pr | https://www.zoellerpumps.com/en-us/products/sewage-pumps/commercial/600-series | EA | 7360 |  | 53514157401 | 6 Weeks | 295 | LB | 45 | 24.5 | 32.75 | 1 Year | NO
621-0028 | FX621 230V/3Ph/1750/1.5 Bhp/4"D/Ex Pr | FX621 230V/3Ph/1750/1.5 Bhp/4"D/Ex Pr | https://www.zoellerpumps.com/en-us/products/sewage-pumps/commercial/600-series | EA | 8200 |  | 53514157425 | 6 Weeks | 295 | LB | 45 | 24.5 | 32.75 | 1 Year | NO
621-0029 | GX621 460V/3Ph/1750/1.5 Bhp/3"Vert-D/Ex Pr | GX621 460V/3Ph/1750/1.5 Bhp/3"Vert-D/Ex Pr | https://www.zoellerpumps.com/en-us/products/sewage-pumps/commercial/600-series | EA | 7400 |  | 53514157449 | 6 Weeks | 295 | LB | 45 | 24.5 | 32.75 | 1 Year | NO
621-0030 | GX621 460V/3Ph/1750/1.5 Bhp/3"Hor-D/Ex Pr | GX621 460V/3Ph/1750/1.5 Bhp/3"Hor-D/Ex Pr | https://www.zoellerpumps.com/en-us/products/sewage-pumps/commercial/600-series | EA | 7360 |  | 53514157487 | 6 Weeks | 295 | LB | 45 | 24.5 | 32.75 | 1 Year | NO
621-0031 | GX621 460V/3Ph/1750/1.5 Bhp/4"D/Ex Pr | GX621 460V/3Ph/1750/1.5 Bhp/4"D/Ex Pr | https://www.zoellerpumps.com/en-us/products/sewage-pumps/commercial/600-series | EA | 8200 |  | 53514157548 | 6 Weeks | 295 | LB | 45 | 24.5 | 32.75 | 1 Year | NO
621-0035 | J621 50'Cd/200V/3Ph/1750/1.5Bhp/4"D | J621 50'Cd/200V/3Ph/1750/1.5Bhp/4"D | https://www.zoellerpumps.com/en-us/products/sewage-pumps/commercial/600-series | EA | 6640 |  | 53514155124 | 4 Weeks | 245 | LB | 45 | 24.5 | 32.75 | 1 Year | NO
621-0036 | EX621 35'Cd/230V/1Ph/1750/1.5Bhp/3"Vert-D/Ex Pr | EX621 35'Cd/230V/1Ph/1750/1.5Bhp/3"Vert-D/Ex Pr | https://www.zoellerpumps.com/en-us/products/sewage-pumps/commercial/600-series | EA | 7960 |  | 53514162580 | 6 Weeks | 295 | LB | 45 | 24.5 | 32.75 | 1 Year | NO
621-0037 | E621 230V/1Ph/1750/1.5 Bhp/3"Hor-D | E621 230V/1Ph/1750/1.5 Bhp/3"Hor-D | https://www.zoellerpumps.com/en-us/products/sewage-pumps/commercial/600-series | EA | 5970 |  | 53514176136 | 4 Weeks | 245 | LB | 45 | 24.5 | 32.75 | 1 Year | NO
621-0038 | J621 50'Cd/200V/3Ph/1750/1.5Bhp/3"Hor-D | J621 50'Cd/200V/3Ph/1750/1.5Bhp/3"Hor-D | https://www.zoellerpumps.com/en-us/products/sewage-pumps/commercial/600-series | EA | 5800 |  | 53514182328 | 4 Weeks | 245 | LB | 45 | 24.5 | 32.75 | 1 Year | NO
621-0039 | E621 35'Cd/230V/1Ph/1750/1.5Bhp/4"D | E621 35'Cd/230V/1Ph/1750/1.5Bhp/4"D | https://www.zoellerpumps.com/en-us/products/sewage-pumps/commercial/600-series | EA | 6890 |  | 53514184841 | 4 Weeks | 245 | LB | 45 | 24.5 | 32.75 | 1 Year | NO
621-0040 | G621 50'Cd/460V/3Ph/1750/1.5Bhp/3"Hor-D | G621 50'Cd/460V/3Ph/1750/1.5Bhp/3"Hor-D | https://www.zoellerpumps.com/en-us/products/sewage-pumps/commercial/600-series | EA | 5810 |  | 53514187644 | 4 Weeks | 245 | LB | 45 | 24.5 | 32.75 | 1 Year | NO
621-0041 | E621 35'Cd/230V/1Ph/1750/1.5Bhp/3"Vert-D | E621 35'Cd/230V/1Ph/1750/1.5Bhp/3"Vert-D | https://www.zoellerpumps.com/en-us/products/sewage-pumps/commercial/600-series | EA | 6090 |  | 53514202040 | 4 Weeks | 245 | LB | 45 | 24.5 | 32.75 | 1 Year | NO
621-0042 | G621 50'Cd/460V/3Ph/1750/1.5Bhp/4"D | G621 50'Cd/460V/3Ph/1750/1.5Bhp/4"D | https://www.zoellerpumps.com/en-us/products/sewage-pumps/commercial/600-series | EA | 6660 |  | 53514204082 | 4 Weeks | 245 | LB | 45 | 24.5 | 32.75 | 1 Year | NO
621-0043 | JX621 50'Cd/200V/3P/1750/1.5Bhp/3"Vert-D/Ex Pr | JX621 50'Cd/200V/3P/1750/1.5Bhp/3"Vert-D/Ex Pr | https://www.zoellerpumps.com/en-us/products/sewage-pumps/commercial/600-series | EA | 7660 |  | 53514205461 | 6 Weeks | 295 | LB | 45 | 24.5 | 32.75 | 1 Year | NO
621-0044 | E621 50'Cd/230V/1Ph/1750/1.5Bhp/4"D | E621 50'Cd/230V/1Ph/1750/1.5Bhp/4"D | https://www.zoellerpumps.com/en-us/products/sewage-pumps/commercial/600-series | EA | 7010 |  | 53514206505 | 4 Weeks | 245 | LB | 45 | 24.5 | 32.75 | 1 Year | NO
621-0045 | JX621 50'Cd/200V/3Ph/1750/1.5 Bhp/3"Hor-D/Ex Pr | JX621 50'Cd/200V/3Ph/1750/1.5 Bhp/3"Hor-D/Ex Pr | https://www.zoellerpumps.com/en-us/products/sewage-pumps/commercial/600-series | EA | 7620 |  | 53514259136 | 6 Weeks | 295 | LB | 45 | 24.5 | 32.75 | 1 Year | NO
621-0046 | G621 35'Cd/460V/3Ph/1750/1.5Bhp/4"D | G621 35'Cd/460V/3Ph/1750/1.5Bhp/4"D | https://www.zoellerpumps.com/en-us/products/sewage-pumps/commercial/600-series | EA | 6540 |  | 53514260484 | 4 Weeks | 245 | LB | 45 | 24.5 | 32.75 | 1 Year | NO
621-0047 | F621 75'Cd/230V/3Ph/1750/1.5 Bhp/4"D | F621 75'Cd/230V/3Ph/1750/1.5 Bhp/4"D | https://www.zoellerpumps.com/en-us/products/sewage-pumps/commercial/600-series | EA | 6860 |  | 53514279813 | 4 Weeks | 245 | LB | 45 | 24.5 | 32.75 | 1 Year | NO
621-0048 | F621 35'Cd/230V/3Ph/1750/1.5 Bhp/3"Vert-D | F621 35'Cd/230V/3Ph/1750/1.5 Bhp/3"Vert-D | https://www.zoellerpumps.com/en-us/products/sewage-pumps/commercial/600-series | EA | 5740 |  | 53514283933 | 4 Weeks | 245 | LB | 45 | 24.5 | 32.75 | 1 Year | NO
621-0050 | J621 35'Cd/200V/3Ph/1750/1.5 Bhp3" Vert-D | J621 35'Cd/200V/3Ph/1750/1.5 Bhp3" Vert-D | https://www.zoellerpumps.com/en-us/products/sewage-pumps/commercial/600-series | EA | 5720 |  | 53514364656 | 4 Weeks | 245 | LB | 45 | 24.5 | 32.75 | 1 Year | NO
621-0051 | J621 50'Cd/200V/3Ph/1750/1.5 Bhp/3" Vert-D | J621 50'Cd/200V/3Ph/1750/1.5 Bhp/3" Vert-D | https://www.zoellerpumps.com/en-us/products/sewage-pumps/commercial/600-series | EA | 5840 |  | 53514370046 | 4 Weeks | 245 | LB | 45 | 24.5 | 32.75 | 1 Year | NO
621-0053 | G621 35'Cd/460V/3Ph/1750/1.5Bhp/3"Hor-D | G621 35'Cd/460V/3Ph/1750/1.5Bhp/3"Hor-D | https://www.zoellerpumps.com/en-us/products/sewage-pumps/commercial/600-series | EA | 5700 |  | 53514373474 | 4 Weeks | 245 | LB | 45 | 24.5 | 32.75 | 1 Year | NO
621-0056 | JX621 35'Cd/200V/3Ph/1750/1.5 Bhp/4"D/Ex Pr | JX621 35'Cd/200V/3Ph/1750/1.5 Bhp/4"D/Ex Pr | https://www.zoellerpumps.com/en-us/products/sewage-pumps/commercial/600-series | EA | 8290 |  | 53514429331 | 6 Weeks | 295 | LB | 45 | 24.5 | 32.75 | 1 Year | NO
621-0059 | J621 75'Cd/200V/3Ph/1750/1.5Bhp/3"Hor-D |  |  | EA | 6000 |  | 53514494094 | 4 Weeks | 245 | LB | 45 | 24.5 | 32.75 | 1 Year | NO
63-0001 | M63 115V/1Ph/cCSAus | M63 115V/1Ph/cCSAus | https://www.zoellerpumps.com/en-us/products/sewage-pumps/commercial/600-series | EA | 415 | 311.25 | 53514377281 | IN STOCK | 28.5 | LB | 10.25 | 7.75 | 10.25 | 5 Year | NO
63-0005 | M63 15'Cd/115V/1Ph/cCSAus | M63 15'Cd/115V/1Ph/cCSAus | https://www.zoellerpumps.com/en-us/products/sewage-pumps/commercial/600-series | EA | 550 | 412.5 | 53514390501 | 3 Weeks | 28.5 | LB | 10.25 | 7.75 | 10.25 | 5 Year | NO
631-0004 | E631 230V/1Ph/1750/2.0 Bhp/3"Vert-D | E631 230V/1Ph/1750/2.0 Bhp/3"Vert-D | https://www.zoellerpumps.com/en-us/products/sewage-pumps/commercial/600-series | EA | 6220 |  | 53514116453 | 4 Weeks | 245 | LB | 45 | 24.5 | 32.75 | 1 Year | NO
631-0005 | E631 230V/1Ph/1750/2.0 Bhp/4"D | E631 230V/1Ph/1750/2.0 Bhp/4"D | https://www.zoellerpumps.com/en-us/products/sewage-pumps/commercial/600-series | EA | 7020 |  | 53514116460 | 4 Weeks | 245 | LB | 45 | 24.5 | 32.75 | 1 Year | NO
631-0006 | J631 200V/3Ph/1750/2.0 Bhp/3"Vert-D | J631 200V/3Ph/1750/2.0 Bhp/3"Vert-D | https://www.zoellerpumps.com/en-us/products/sewage-pumps/commercial/600-series | EA | 5660 |  | 53514116477 | 4 Weeks | 245 | LB | 45 | 24.5 | 32.75 | 1 Year | NO
631-0007 | J631 200V/3Ph/1750/2.0 Bhp/4"D | J631 200V/3Ph/1750/2.0 Bhp/4"D | https://www.zoellerpumps.com/en-us/products/sewage-pumps/commercial/600-series | EA | 6460 |  | 53514116484 | 4 Weeks | 245 | LB | 45 | 24.5 | 32.75 | 1 Year | NO
631-0008 | F631 230V/3Ph/1750/2.0 Bhp/3"Vert-D | F631 230V/3Ph/1750/2.0 Bhp/3"Vert-D | https://www.zoellerpumps.com/en-us/products/sewage-pumps/commercial/600-series | EA | 5670 |  | 53514116491 | 4 Weeks | 245 | LB | 45 | 24.5 | 32.75 | 1 Year | NO
631-0009 | F631 230V/3Ph/1750/2.0 Bhp/4"D | F631 230V/3Ph/1750/2.0 Bhp/4"D | https://www.zoellerpumps.com/en-us/products/sewage-pumps/commercial/600-series | EA | 6470 |  | 53514116507 | 4 Weeks | 245 | LB | 45 | 24.5 | 32.75 | 1 Year | NO
631-0010 | G631 460V/3Ph/1750/2.0 Bhp/3"Vert-D | G631 460V/3Ph/1750/2.0 Bhp/3"Vert-D | https://www.zoellerpumps.com/en-us/products/sewage-pumps/commercial/600-series | EA | 5660 |  | 53514116514 | 4 Weeks | 245 | LB | 45 | 24.5 | 32.75 | 1 Year | NO
631-0011 | G631 460V/3Ph/1750/2.0 Bhp/4"D | G631 460V/3Ph/1750/2.0 Bhp/4"D | https://www.zoellerpumps.com/en-us/products/sewage-pumps/commercial/600-series | EA | 6460 |  | 53514116521 | 4 Weeks | 245 | LB | 45 | 24.5 | 32.75 | 1 Year | NO
631-0012 | BA631 575V/3Ph/1750/2.0 Bhp/3"Vert-D | BA631 575V/3Ph/1750/2.0 Bhp/3"Vert-D | https://www.zoellerpumps.com/en-us/products/sewage-pumps/commercial/600-series | EA | 5660 |  | 53514116538 | 6 Weeks | 245 | LB | 45 | 24.5 | 32.75 | 1 Year | NO
631-0013 | BA631 575V/3Ph/1750/2.0 Bhp/4"D | BA631 575V/3Ph/1750/2.0 Bhp/4"D | https://www.zoellerpumps.com/en-us/products/sewage-pumps/commercial/600-series | EA | 6460 |  | 53514116545 | 6 Weeks | 245 | LB | 45 | 24.5 | 32.75 | 1 Year | NO
631-0014 | J631 200V/3Ph/1750/2.0 Bhp/3"Hor-D | J631 200V/3Ph/1750/2.0 Bhp/3"Hor-D | https://www.zoellerpumps.com/en-us/products/sewage-pumps/commercial/600-series | EA | 5610 |  | 53514117283 | 4 Weeks | 245 | LB | 45 | 24.5 | 32.75 | 1 Year | NO
631-0015 | G631 50'Cd/460V/3Ph/1750/2.0Bhp/3"Vert-D | G631 50'Cd/460V/3Ph/1750/2.0Bhp/3"Vert-D | https://www.zoellerpumps.com/en-us/products/sewage-pumps/commercial/600-series | EA | 5860 |  | 53514120153 | 4 Weeks | 245 | LB | 45 | 24.5 | 32.75 | 1 Year | NO
631-0016 | G631 75'Cd/460V/3Ph/1750/2.0Bhp/4"D | G631 75'Cd/460V/3Ph/1750/2.0Bhp/4"D | https://www.zoellerpumps.com/en-us/products/sewage-pumps/commercial/600-series | EA | 6860 |  | 53514138899 | 4 Weeks | 245 | LB | 45 | 24.5 | 32.75 | 1 Year | NO
631-0017 | E631 230V/1Ph/1750/2.0 Bhp/3"Hor-D | E631 230V/1Ph/1750/2.0 Bhp/3"Hor-D | https://www.zoellerpumps.com/en-us/products/sewage-pumps/commercial/600-series | EA | 6180 |  | 53514141677 | 4 Weeks | 245 | LB | 45 | 24.5 | 32.75 | 1 Year | NO
631-0018 | G631 460V/3Ph/1750/2.0 Bhp/3"Hor-D | G631 460V/3Ph/1750/2.0 Bhp/3"Hor-D | https://www.zoellerpumps.com/en-us/products/sewage-pumps/commercial/600-series | EA | 5620 |  | 53514141820 | 4 Weeks | 245 | LB | 45 | 24.5 | 32.75 | 1 Year | NO
631-0021 | EX631 230V/1Ph/1750/2.0 Bhp/3"Vert-D/Ex Pr | EX631 230V/1Ph/1750/2.0 Bhp/3"Vert-D/Ex Pr | https://www.zoellerpumps.com/en-us/products/sewage-pumps/commercial/600-series | EA | 8120 |  | 53514155346 | 6 Weeks | 295 | LB | 45 | 24.5 | 32.75 | 1 Year | NO
631-0022 | EX631 230V/1Ph/1750/2.0 Bhp/3"Hor-D/Ex Pr | EX631 230V/1Ph/1750/2.0 Bhp/3"Hor-D/Ex Pr | https://www.zoellerpumps.com/en-us/products/sewage-pumps/commercial/600-series | EA | 8120 |  | 53514157685 | 6 Weeks | 295 | LB | 45 | 24.5 | 32.75 | 1 Year | NO
631-0023 | EX631 230V/1Ph/1750/2.0 Bhp/4"D/Ex Pr | EX631 230V/1Ph/1750/2.0 Bhp/4"D/Ex Pr | https://www.zoellerpumps.com/en-us/products/sewage-pumps/commercial/600-series | EA | 8550 |  | 53514157708 | 6 Weeks | 295 | LB | 45 | 24.5 | 32.75 | 1 Year | NO
631-0024 | JX631 200V/3Ph/1750/2.0 Bhp/3"Vert-D/Ex Pr | JX631 200V/3Ph/1750/2.0 Bhp/3"Vert-D/Ex Pr | https://www.zoellerpumps.com/en-us/products/sewage-pumps/commercial/600-series | EA | 7580 |  | 53514157722 | 6 Weeks | 295 | LB | 45 | 24.5 | 32.75 | 1 Year | NO
631-0025 | JX631 200V/3Ph/1750/2.0 Bhp/3"Hor-D/Ex Pr | JX631 200V/3Ph/1750/2.0 Bhp/3"Hor-D/Ex Pr | https://www.zoellerpumps.com/en-us/products/sewage-pumps/commercial/600-series | EA | 7580 |  | 53514157739 | 6 Weeks | 295 | LB | 45 | 24.5 | 32.75 | 1 Year | NO
631-0026 | JX631 200V/3Ph/1750/2.0 Bhp/4"D/Ex Pr | JX631 200V/3Ph/1750/2.0 Bhp/4"D/Ex Pr | https://www.zoellerpumps.com/en-us/products/sewage-pumps/commercial/600-series | EA | 8270 |  | 53514157746 | 6 Weeks | 295 | LB | 45 | 24.5 | 32.75 | 1 Year | NO
631-0027 | FX631 230V/3Ph/1750/2.0 Bhp/3"Vert-D/Ex Pr | FX631 230V/3Ph/1750/2.0 Bhp/3"Vert-D/Ex Pr | https://www.zoellerpumps.com/en-us/products/sewage-pumps/commercial/600-series | EA | 7580 |  | 53514157760 | 6 Weeks | 295 | LB | 45 | 24.5 | 32.75 | 1 Year | NO
631-0028 | FX631 230V/3Ph/1750/2.0 Bhp/3"Hor-D/Ex Pr | FX631 230V/3Ph/1750/2.0 Bhp/3"Hor-D/Ex Pr | https://www.zoellerpumps.com/en-us/products/sewage-pumps/commercial/600-series | EA | 7580 |  | 53514157784 | 6 Weeks | 295 | LB | 45 | 24.5 | 32.75 | 1 Year | NO
631-0029 | FX631 230V/3Ph/1750/2.0 Bhp/4"D/Ex Pr | FX631 230V/3Ph/1750/2.0 Bhp/4"D/Ex Pr | https://www.zoellerpumps.com/en-us/products/sewage-pumps/commercial/600-series | EA | 8060 |  | 53514157791 | 6 Weeks | 295 | LB | 45 | 24.5 | 32.75 | 1 Year | NO
631-0030 | GX631 460V/3Ph/1750/2.0 Bhp/3"Vert-D/Ex Pr | GX631 460V/3Ph/1750/2.0 Bhp/3"Vert-D/Ex Pr | https://www.zoellerpumps.com/en-us/products/sewage-pumps/commercial/600-series | EA | 7580 |  | 53514157814 | 6 Weeks | 295 | LB | 45 | 24.5 | 32.75 | 1 Year | NO
631-0031 | GX631 460V/3Ph/1750/2.0 Bhp/3"Hor-D/Ex Pr | GX631 460V/3Ph/1750/2.0 Bhp/3"Hor-D/Ex Pr | https://www.zoellerpumps.com/en-us/products/sewage-pumps/commercial/600-series | EA | 7580 |  | 53514157883 | 6 Weeks | 295 | LB | 45 | 24.5 | 32.75 | 1 Year | NO
631-0032 | GX631 460V/3Ph/1750/2.0 Bhp/4"D/Ex Pr | GX631 460V/3Ph/1750/2.0 Bhp/4"D/Ex Pr | https://www.zoellerpumps.com/en-us/products/sewage-pumps/commercial/600-series | EA | 8280 |  | 53514157906 | 6 Weeks | 295 | LB | 45 | 24.5 | 32.75 | 1 Year | NO
631-0033 | BAX631 575V/3Ph/1750/2.0Bhp/3"Vert-D/Ex Pr | BAX631 575V/3Ph/1750/2.0Bhp/3"Vert-D/Ex Pr | https://www.zoellerpumps.com/en-us/products/sewage-pumps/commercial/600-series | EA | 7760 |  | 53514157920 | 6 Weeks | 295 | LB | 45 | 24.5 | 32.75 | 1 Year | NO
631-0034 | BAX631 575V/3Ph/1750/2.0Bhp/3"Hor-D/Ex Pr | BAX631 575V/3Ph/1750/2.0Bhp/3"Hor-D/Ex Pr | https://www.zoellerpumps.com/en-us/products/sewage-pumps/commercial/600-series | EA | 7760 |  | 53514157944 | 6 Weeks | 295 | LB | 45 | 24.5 | 32.75 | 1 Year | NO
631-0035 | BAX631 575V/3Ph/1750/2.0Bhp/4"D/Ex Pr | BAX631 575V/3Ph/1750/2.0Bhp/4"D/Ex Pr | https://www.zoellerpumps.com/en-us/products/sewage-pumps/commercial/600-series | EA | 8270 |  | 53514157968 | 6 Weeks | 295 | LB | 45 | 24.5 | 32.75 | 1 Year | NO
631-0036 | J631 35'Cd/200V/3Ph/1750/2.0Bhp/4"D | J631 35'Cd/200V/3Ph/1750/2.0Bhp/4"D | https://www.zoellerpumps.com/en-us/products/sewage-pumps/commercial/600-series | EA | 6530 |  | 53514153038 | 4 Weeks | 255 | LB | 45 | 24.5 | 32.75 | 1 Year | NO
631-0037 | F631 50'Cd/230V/3Ph/1750/2.0Bhp/3"Vert-D | F631 50'Cd/230V/3Ph/1750/2.0Bhp/3"Vert-D | https://www.zoellerpumps.com/en-us/products/sewage-pumps/commercial/600-series | EA | 5860 |  | 53514154202 | 4 Weeks | 245 | LB | 45 | 24.5 | 32.75 | 1 Year | NO
631-0038 | E631 50'Cd/230V/1Ph/1750/2.0Bhp/3"Vert-D | E631 50'Cd/230V/1Ph/1750/2.0Bhp/3"Vert-D | https://www.zoellerpumps.com/en-us/products/sewage-pumps/commercial/600-series | EA | 6420 |  | 53514164522 | 4 Weeks | 245 | LB | 45 | 24.5 | 32.75 | 1 Year | NO
631-0039 | G631 50'Cd/460V/3Ph/1750/2.0Bhp/3"Hor-D | G631 50'Cd/460V/3Ph/1750/2.0Bhp/3"Hor-D | https://www.zoellerpumps.com/en-us/products/sewage-pumps/commercial/600-series | EA | 5820 |  | 53514171889 | 4 Weeks | 245 | LB | 45 | 24.5 | 32.75 | 1 Year | NO
631-0040 | JX631 50'Cd/200V/3P/1750/2.0Bhp/3"Vert-D/Ex Pr | JX631 50'Cd/200V/3P/1750/2.0Bhp/3"Vert-D/Ex Pr | https://www.zoellerpumps.com/en-us/products/sewage-pumps/commercial/600-series | EA | 7760 |  | 53514174958 | 6 Weeks | 295 | LB | 45 | 24.5 | 32.75 | 1 Year | NO
631-0041 | G631 50'Cd/460V/3Ph/1750/2.0Bhp/4"D | G631 50'Cd/460V/3Ph/1750/2.0Bhp/4"D | https://www.zoellerpumps.com/en-us/products/sewage-pumps/commercial/600-series | EA | 6660 |  | 53514201432 | 4 Weeks | 245 | LB | 45 | 24.5 | 32.75 | 1 Year | NO
631-0042 | E631 35'Cd/230V/1Ph/1750/2.0Bhp/4"D | E631 35'Cd/230V/1Ph/1750/2.0Bhp/4"D | https://www.zoellerpumps.com/en-us/products/sewage-pumps/commercial/600-series | EA | 7100 |  | 53514202941 | 4 Weeks | 245 | LB | 45 | 24.5 | 32.75 | 1 Year | NO
631-0043 | G631 35' Cd/460V/3Ph/1750/2.0 Bhp/3"Vert-D | G631 35' Cd/460V/3Ph/1750/2.0 Bhp/3"Vert-D | https://www.zoellerpumps.com/en-us/products/sewage-pumps/commercial/600-series | EA | 5740 |  | 53514251772 | 4 Weeks | 245 | LB | 45 | 24.5 | 32.75 | 1 Year | NO
631-0045 | J631 35'Cd/200V/3Ph/1750/2.0 Bhp/3"Vert-D | J631 35'Cd/200V/3Ph/1750/2.0 Bhp/3"Vert-D | https://www.zoellerpumps.com/en-us/products/sewage-pumps/commercial/600-series | EA | 5730 |  | 53514290818 | 4 Weeks | 245 | LB | 45 | 24.5 | 32.75 | 1 Year | NO
631-0046 | J631 50'Cd/200V/3Ph/1750/2.0 Bhp/3"Vert-D | J631 50'Cd/200V/3Ph/1750/2.0 Bhp/3"Vert-D | https://www.zoellerpumps.com/en-us/products/sewage-pumps/commercial/600-series | EA | 5850 |  | 53514290832 | 4 Weeks | 245 | LB | 45 | 24.5 | 32.75 | 1 Year | NO
631-0047 | FX631 35'Cd/230V/3Ph/1750/2.0 Bhp/3"Vert-D/Ex Pr | FX631 35'Cd/230V/3Ph/1750/2.0 Bhp/3"Vert-D/Ex Pr | https://www.zoellerpumps.com/en-us/products/sewage-pumps/commercial/600-series | EA | 7690 |  | 53514317812 | 6 Weeks | 295 | LB | 45 | 24.5 | 32.75 | 1 Year | NO
631-0048 | GX631 35'Cd/460V/3Ph/1750/2.0 Bhp/3"Hor-D/Ex Pr | GX631 35'Cd/460V/3Ph/1750/2.0 Bhp/3"Hor-D/Ex Pr | https://www.zoellerpumps.com/en-us/products/sewage-pumps/commercial/600-series | EA | 7690 |  | 53514320768 | 6 Weeks | 295 | LB | 45 | 24.5 | 32.75 | 1 Year | NO
631-0049 | F631 50'Cd/230V/3Ph/1750/2.0 Bhp/3"Hor-D | F631 50'Cd/230V/3Ph/1750/2.0 Bhp/3"Hor-D | https://www.zoellerpumps.com/en-us/products/sewage-pumps/commercial/600-series | EA | 5820 |  | 53514334369 | 4 Weeks | 245 | LB | 45 | 24.5 | 32.75 | 1 Year | NO
631-0050 | F631 50'Cd/230V/3Ph/1750/2.0 Bhp/4"D | F631 50'Cd/230V/3Ph/1750/2.0 Bhp/4"D | https://www.zoellerpumps.com/en-us/products/sewage-pumps/commercial/600-series | EA | 6660 |  | 53514339371 | 4 Weeks | 245 | LB | 45 | 24.5 | 32.75 | 1 Year | NO
631-0051 | F631 35'Cd/230V/3Ph/1750/2.0 Bhp/4"D | F631 35'Cd/230V/3Ph/1750/2.0 Bhp/4"D | https://www.zoellerpumps.com/en-us/products/sewage-pumps/commercial/600-series | EA | 6540 |  | 53514340391 | 4 Weeks | 245 | LB | 45 | 24.5 | 32.75 | 1 Year | NO
631-0053 | E631 50'Cd/230V/1Ph/1750/2.0 Bhp/3"Hor-D | E631 50'Cd/230V/1Ph/1750/2.0 Bhp/3"Hor-D | https://www.zoellerpumps.com/en-us/products/sewage-pumps/commercial/600-series | EA | 6370 |  | 53514415778 | 4 Weeks | 245 | LB | 45 | 24.5 | 32.75 | 1 Year | NO
631-0056 | BA631 50'Cd/575V/3Ph/1750/2.0 Bhp/3"Vert-D | BA631 50'Cd/575V/3Ph/1750/2.0 Bhp/3"Vert-D | https://www.zoellerpumps.com/en-us/products/sewage-pumps/commercial/600-series | EA | 5850 |  | 53514433925 | 6 Weeks | 245 | LB | 45 | 24.5 | 32.75 | 1 Year | NO
631-0058 | E631 35'Cd/230V/1Ph/1750/2.0 Bhp/3"Hor-D | E631 35'Cd/230V/1Ph/1750/2.0 Bhp/3"Hor-D | https://www.zoellerpumps.com/en-us/products/sewage-pumps/commercial/600-series | EA | 6260 |  | 53514468064 | 4 Weeks | 245 | LB | 45 | 24.5 | 32.75 | 1 Year | NO
631-0059 | E631 75'Cd/230V/1Ph/1750/2.0Bhp/4"D | E631 75'Cd/230V/1Ph/1750/2.0Bhp/4"D | https://www.zoellerpumps.com/en-us/products/sewage-pumps/commercial/600-series | EA | 7420 |  | 53514473471 | 4 Weeks | 245 | LB | 45 | 24.5 | 32.75 | 1 Year | NO
631-0060 | E631 35'Cd/230V/1Ph/1750/2.0Bhp/3"Vert-D | E631 35'Cd/230V/1Ph/1750/2.0Bhp/3"Vert-D | https://www.zoellerpumps.com/en-us/products/sewage-pumps/commercial/600-series | EA | 6300 |  | 53514473990 | 4 Weeks | 245 | LB | 45 | 24.5 | 32.75 | 1 Year | NO
631-0061 | GX631 50'Cd/460V/3Ph/1750/2.0 Bhp/3"Hor-D/Ex Pr |  |  | EA | 7760 |  | 53514494971 | 6 Weeks | 295 | LB | 45 | 24.5 | 32.75 | 1 Year | NO
641-0004 | E641 230V/1Ph/1750/3.0 Bhp/3"Vert-D | E641 230V/1Ph/1750/3.0 Bhp/3"Vert-D | https://www.zoellerpumps.com/en-us/products/sewage-pumps/commercial/600-series | EA | 6220 |  | 53514116583 | 4 Weeks | 245 | LB | 45 | 24.5 | 32.75 | 1 Year | NO
641-0005 | E641 230V/1Ph/1750/3.0 Bhp/4"D | E641 230V/1Ph/1750/3.0 Bhp/4"D | https://www.zoellerpumps.com/en-us/products/sewage-pumps/commercial/600-series | EA | 7020 |  | 53514116590 | 4 Weeks | 245 | LB | 45 | 24.5 | 32.75 | 1 Year | NO
641-0006 | J641 200V/3Ph/1750/3.0 Bhp/3"Vert-D | J641 200V/3Ph/1750/3.0 Bhp/3"Vert-D | https://www.zoellerpumps.com/en-us/products/sewage-pumps/commercial/600-series | EA | 5750 |  | 53514116606 | 4 Weeks | 245 | LB | 45 | 24.5 | 32.75 | 1 Year | NO
641-0007 | J641 200V/3Ph/1750/3.0 Bhp/4"D | J641 200V/3Ph/1750/3.0 Bhp/4"D | https://www.zoellerpumps.com/en-us/products/sewage-pumps/commercial/600-series | EA | 6550 |  | 53514116613 | 4 Weeks | 245 | LB | 45 | 24.5 | 32.75 | 1 Year | NO
641-0008 | F641 230V/3Ph/1750/3.0 Bhp/3"Vert-D | F641 230V/3Ph/1750/3.0 Bhp/3"Vert-D | https://www.zoellerpumps.com/en-us/products/sewage-pumps/commercial/600-series | EA | 5760 |  | 53514116644 | 4 Weeks | 245 | LB | 45 | 24.5 | 32.75 | 1 Year | NO
641-0009 | F641 230V/3Ph/1750/3.0 Bhp/4"D | F641 230V/3Ph/1750/3.0 Bhp/4"D | https://www.zoellerpumps.com/en-us/products/sewage-pumps/commercial/600-series | EA | 6560 |  | 53514116651 | 4 Weeks | 245 | LB | 45 | 24.5 | 32.75 | 1 Year | NO
641-0010 | G641 460V/3Ph/1750/3.0 Bhp/3"Vert-D | G641 460V/3Ph/1750/3.0 Bhp/3"Vert-D | https://www.zoellerpumps.com/en-us/products/sewage-pumps/commercial/600-series | EA | 5760 |  | 53514116668 | 4 Weeks | 245 | LB | 45 | 24.5 | 32.75 | 1 Year | NO
641-0011 | G641 460V/3Ph/1750/3.0 Bhp/4"D | G641 460V/3Ph/1750/3.0 Bhp/4"D | https://www.zoellerpumps.com/en-us/products/sewage-pumps/commercial/600-series | EA | 6560 |  | 53514116675 | 4 Weeks | 245 | LB | 45 | 24.5 | 32.75 | 1 Year | NO
641-0012 | BA641 575V/3Ph/1750/3.0 Bhp/3"Vert-D | BA641 575V/3Ph/1750/3.0 Bhp/3"Vert-D | https://www.zoellerpumps.com/en-us/products/sewage-pumps/commercial/600-series | EA | 5750 |  | 53514116682 | 6 Weeks | 245 | LB | 45 | 24.5 | 32.75 | 1 Year | NO
641-0013 | BA641 575V/3Ph/1750/3.0 Bhp/4"D | BA641 575V/3Ph/1750/3.0 Bhp/4"D | https://www.zoellerpumps.com/en-us/products/sewage-pumps/commercial/600-series | EA | 6550 |  | 53514116699 | 6 Weeks | 245 | LB | 45 | 24.5 | 32.75 | 1 Year | NO
641-0014 | J641 200V/3Ph/1750/3.0Bhp/3"Hor-D | J641 200V/3Ph/1750/3.0Bhp/3"Hor-D | https://www.zoellerpumps.com/en-us/products/sewage-pumps/commercial/600-series | EA | 5710 |  | 53514119058 | 4 Weeks | 245 | LB | 45 | 24.5 | 32.75 | 1 Year | NO
641-0015 | F641 230V/3Ph/1750/3Bhp/3"Hor-D | F641 230V/3Ph/1750/3Bhp/3"Hor-D | https://www.zoellerpumps.com/en-us/products/sewage-pumps/commercial/600-series | EA | 5720 |  | 53514121440 | 4 Weeks | 245 | LB | 45 | 24.5 | 32.75 | 1 Year | NO
641-0016 | G641 460V/3Ph/1750/3.0B Hp/3"Hor-D | G641 460V/3Ph/1750/3.0B Hp/3"Hor-D | https://www.zoellerpumps.com/en-us/products/sewage-pumps/commercial/600-series | EA | 5710 |  | 53514128333 | 4 Weeks | 245 | LB | 45 | 24.5 | 32.75 | 1 Year | NO
641-0017 | F641 35'Cd/230V/3Ph/1750/3.0Bhp/4"D | F641 35'Cd/230V/3Ph/1750/3.0Bhp/4"D | https://www.zoellerpumps.com/en-us/products/sewage-pumps/commercial/600-series | EA | 6640 |  | 53514133979 | 4 Weeks | 245 | LB | 45 | 24.5 | 32.75 | 1 Year | NO
641-0018 | E641 230V/1Ph/1750/3.0B Hp/3"Hor-D | E641 230V/1Ph/1750/3.0B Hp/3"Hor-D | https://www.zoellerpumps.com/en-us/products/sewage-pumps/commercial/600-series | EA | 6180 |  | 53514134358 | 4 Weeks | 245 | LB | 45 | 24.5 | 32.75 | 1 Year | NO
641-0019 | J641 35'Cd/200V/3Ph/1750/3.0Bhp/3"Vert-D | J641 35'Cd/200V/3Ph/1750/3.0Bhp/3"Vert-D | https://www.zoellerpumps.com/en-us/products/sewage-pumps/commercial/600-series | EA | 5830 |  | 53514136444 | 4 Weeks | 245 | LB | 45 | 24.5 | 32.75 | 1 Year | NO
641-0020 | E641 35'Cd/230V/1Ph/1750/3.0Bhp/4"D | E641 35'Cd/230V/1Ph/1750/3.0Bhp/4"D | https://www.zoellerpumps.com/en-us/products/sewage-pumps/commercial/600-series | EA | 7100 |  | 53514136567 | 4 Weeks | 245 | LB | 45 | 24.5 | 32.75 | 1 Year | NO
641-0021 | G641 35'Cd/460V/3Ph/1750/3.0Bhp/4"D | G641 35'Cd/460V/3Ph/1750/3.0Bhp/4"D | https://www.zoellerpumps.com/en-us/products/sewage-pumps/commercial/600-series | EA | 6640 |  | 53514137434 | 4 Weeks | 245 | LB | 45 | 24.5 | 32.75 | 1 Year | NO
641-0022 | J641 50'Cd/200V/3Ph/1750/3.0Bhp/3"Vert-D | J641 50'Cd/200V/3Ph/1750/3.0Bhp/3"Vert-D | https://www.zoellerpumps.com/en-us/products/sewage-pumps/commercial/600-series | EA | 5950 |  | 53514137601 | 4 Weeks | 245 | LB | 45 | 24.5 | 32.75 | 1 Year | NO
641-0023 | E641 50'Cd/230V/1Ph/1750/3.0Bhp/3"Vert-D | E641 50'Cd/230V/1Ph/1750/3.0Bhp/3"Vert-D | https://www.zoellerpumps.com/en-us/products/sewage-pumps/commercial/600-series | EA | 6420 |  | 53514144647 | 4 Weeks | 245 | LB | 45 | 24.5 | 32.75 | 1 Year | NO
641-0025 | E641 50'Cd/230V/1Ph/1750/3.0Bhp/4"D | E641 50'Cd/230V/1Ph/1750/3.0Bhp/4"D | https://www.zoellerpumps.com/en-us/products/sewage-pumps/commercial/600-series | EA | 7220 |  | 53514149567 | 4 Weeks | 245 | LB | 45 | 24.5 | 32.75 | 1 Year | NO
641-0026 | J641 35'Cd/200V/3Ph/1750/3.0Bhp/4"D | J641 35'Cd/200V/3Ph/1750/3.0Bhp/4"D | https://www.zoellerpumps.com/en-us/products/sewage-pumps/commercial/600-series | EA | 6630 |  | 53514152178 | 4 Weeks | 245 | LB | 45 | 24.5 | 32.75 | 1 Year | NO
641-0027 | EX641 230V/1Ph/1750/3.0 Bhp/3"Vert-D/Ex Pr | EX641 230V/1Ph/1750/3.0 Bhp/3"Vert-D/Ex Pr | https://www.zoellerpumps.com/en-us/products/sewage-pumps/commercial/600-series | EA | 8560 |  | 53514155353 | 6 Weeks | 295 | LB | 45 | 24.5 | 32.75 | 1 Year | NO
641-0028 | EX641 230V/1Ph/1750/3.0Bhp/3"Hor-D/Ex Pr | EX641 230V/1Ph/1750/3.0Bhp/3"Hor-D/Ex Pr | https://www.zoellerpumps.com/en-us/products/sewage-pumps/commercial/600-series | EA | 8560 |  | 53514157364 | 6 Weeks | 295 | LB | 45 | 24.5 | 32.75 | 1 Year | NO
641-0029 | EX641 230V/1Ph/1750/3.0Bhp/4"D/Ex Pr | EX641 230V/1Ph/1750/3.0Bhp/4"D/Ex Pr | https://www.zoellerpumps.com/en-us/products/sewage-pumps/commercial/600-series | EA | 8550 |  | 53514157371 | 6 Weeks | 295 | LB | 45 | 24.5 | 32.75 | 1 Year | NO
641-0030 | JX641 200V/3Ph/1750/3.0Bhp/3"Vert-D/Ex Pr | JX641 200V/3Ph/1750/3.0Bhp/3"Vert-D/Ex Pr | https://www.zoellerpumps.com/en-us/products/sewage-pumps/commercial/600-series | EA | 7720 |  | 53514157388 | 6 Weeks | 295 | LB | 45 | 24.5 | 32.75 | 1 Year | NO
641-0031 | JX641 200V/3Ph/1750/3.0Bhp/3"Hor-D/Ex Pr | JX641 200V/3Ph/1750/3.0Bhp/3"Hor-D/Ex Pr | https://www.zoellerpumps.com/en-us/products/sewage-pumps/commercial/600-series | EA | 7720 |  | 53514157395 | 6 Weeks | 295 | LB | 45 | 24.5 | 32.75 | 1 Year | NO
641-0032 | JX641 200V/3Ph/1750/3.0Bhp/4"D/Ex Pr | JX641 200V/3Ph/1750/3.0Bhp/4"D/Ex Pr | https://www.zoellerpumps.com/en-us/products/sewage-pumps/commercial/600-series | EA | 8360 |  | 53514157418 | 6 Weeks | 295 | LB | 45 | 24.5 | 32.75 | 1 Year | NO
641-0033 | FX641 230V/3Ph/1750/3.0Bhp/3"Vert-D/Ex Pr | FX641 230V/3Ph/1750/3.0Bhp/3"Vert-D/Ex Pr | https://www.zoellerpumps.com/en-us/products/sewage-pumps/commercial/600-series | EA | 7720 |  | 53514157432 | 6 Weeks | 295 | LB | 45 | 24.5 | 32.75 | 1 Year | NO
641-0034 | FX641 230V/3Ph/1750/3.0Bhp/3"Hor-D/Ex Pr | FX641 230V/3Ph/1750/3.0Bhp/3"Hor-D/Ex Pr | https://www.zoellerpumps.com/en-us/products/sewage-pumps/commercial/600-series | EA | 7720 |  | 53514157456 | 6 Weeks | 295 | LB | 45 | 24.5 | 32.75 | 1 Year | NO
641-0035 | FX641 230V/3Ph/1750/3.0Bhp/4"D/Ex Pr | FX641 230V/3Ph/1750/3.0Bhp/4"D/Ex Pr | https://www.zoellerpumps.com/en-us/products/sewage-pumps/commercial/600-series | EA | 8370 |  | 53514157463 | 6 Weeks | 295 | LB | 45 | 24.5 | 32.75 | 1 Year | NO
641-0036 | GX641 460V/3Ph/1750/3.0Bhp/3"Vert-D/Ex Pr | GX641 460V/3Ph/1750/3.0Bhp/3"Vert-D/Ex Pr | https://www.zoellerpumps.com/en-us/products/sewage-pumps/commercial/600-series | EA | 7720 |  | 53514157470 | 6 Weeks | 295 | LB | 45 | 24.5 | 32.75 | 1 Year | NO
641-0037 | GX641 460V/3Ph/1750/3.0Bhp/3"Hor-D/Ex Pr | GX641 460V/3Ph/1750/3.0Bhp/3"Hor-D/Ex Pr | https://www.zoellerpumps.com/en-us/products/sewage-pumps/commercial/600-series | EA | 7720 |  | 53514157494 | 6 Weeks | 295 | LB | 45 | 24.5 | 32.75 | 1 Year | NO
641-0038 | GX641 460V/3Ph/1750/3.0Bhp/4"D/Ex Pr | GX641 460V/3Ph/1750/3.0Bhp/4"D/Ex Pr | https://www.zoellerpumps.com/en-us/products/sewage-pumps/commercial/600-series | EA | 8370 |  | 53514157500 | 6 Weeks | 295 | LB | 45 | 24.5 | 32.75 | 1 Year | NO
641-0039 | BAX641 575V/3Ph/1750/3.0Bhp/3"Vert-D/Ex Pr | BAX641 575V/3Ph/1750/3.0Bhp/3"Vert-D/Ex Pr | https://www.zoellerpumps.com/en-us/products/sewage-pumps/commercial/600-series | EA | 7900 |  | 53514157517 | 6 Weeks | 295 | LB | 45 | 24.5 | 32.75 | 1 Year | NO
641-0040 | BAX641 575V/3Ph/1750/3.0Bhp/3"Hor-D/Ex Pr | BAX641 575V/3Ph/1750/3.0Bhp/3"Hor-D/Ex Pr | https://www.zoellerpumps.com/en-us/products/sewage-pumps/commercial/600-series | EA | 7900 |  | 53514157524 | 6 Weeks | 295 | LB | 45 | 24.5 | 32.75 | 1 Year | NO
641-0041 | BAX641 575V/3Ph/1750/3.0Bhp/4"D/Ex Pr | BAX641 575V/3Ph/1750/3.0Bhp/4"D/Ex Pr | https://www.zoellerpumps.com/en-us/products/sewage-pumps/commercial/600-series | EA | 8360 |  | 53514157531 | 6 Weeks | 295 | LB | 45 | 24.5 | 32.75 | 1 Year | NO
641-0042 | F641 50'Cd/230V/3Ph/1750/3.0Bhp/3"Vert-D | F641 50'Cd/230V/3Ph/1750/3.0Bhp/3"Vert-D | https://www.zoellerpumps.com/en-us/products/sewage-pumps/commercial/600-series | EA | 5960 |  | 53514158385 | 4 Weeks | 245 | LB | 45 | 24.5 | 32.75 | 1 Year | NO
641-0043 | E641 35'Cd/230V/1Ph/1750/3.0Bhp/3"Vert-D | E641 35'Cd/230V/1Ph/1750/3.0Bhp/3"Vert-D | https://www.zoellerpumps.com/en-us/products/sewage-pumps/commercial/600-series | EA | 6300 |  | 53514164201 | 4 Weeks | 245 | LB | 45 | 24.5 | 32.75 | 1 Year | NO
641-0044 | G641 50'Cd/460V/3Ph/1750/3.0Bhp/4"D | G641 50'Cd/460V/3Ph/1750/3.0Bhp/4"D | https://www.zoellerpumps.com/en-us/products/sewage-pumps/commercial/600-series | EA | 6760 |  | 53514165369 | 4 Weeks | 245 | LB | 45 | 24.5 | 32.75 | 1 Year | NO
641-0046 | JX641 50'Cd/200V/3P/1750/3.0Bhp/3"Vert-D/Ex Pr | JX641 50'Cd/200V/3P/1750/3.0Bhp/3"Vert-D/Ex Pr | https://www.zoellerpumps.com/en-us/products/sewage-pumps/commercial/600-series | EA | 7900 |  | 53514170233 | 6 Weeks | 295 | LB | 45 | 24.5 | 32.75 | 1 Year | NO
641-0048 | G641 50'Cd/460V/3Ph/1750/3.0Bhp/3"Hor-D | G641 50'Cd/460V/3Ph/1750/3.0Bhp/3"Hor-D | https://www.zoellerpumps.com/en-us/products/sewage-pumps/commercial/600-series | EA | 5910 |  | 53514180454 | 4 Weeks | 245 | LB | 45 | 24.5 | 32.75 | 1 Year | NO
641-0049 | GX641 50'Cd/460V/3P/1750/3.0Bhp/3"Vert-D/Ex Pr | GX641 50'Cd/460V/3P/1750/3.0Bhp/3"Vert-D/Ex Pr | https://www.zoellerpumps.com/en-us/products/sewage-pumps/commercial/600-series | EA | 7900 |  | 53514192044 | 6 Weeks | 295 | LB | 45 | 24.5 | 32.75 | 1 Year | NO
641-0050 | G641 50'Cd/460V/3Ph/1750/3.0Bhp/3"Vert-D | G641 50'Cd/460V/3Ph/1750/3.0Bhp/3"Vert-D | https://www.zoellerpumps.com/en-us/products/sewage-pumps/commercial/600-series | EA | 5960 |  | 53514200329 | 4 Weeks | 245 | LB | 45 | 24.5 | 32.75 | 1 Year | NO
641-0051 | JX641 50'Cd/200V/3P/1750/3.0Bhp/4"D/Ex Pr | JX641 50'Cd/200V/3P/1750/3.0Bhp/4"D/Ex Pr | https://www.zoellerpumps.com/en-us/products/sewage-pumps/commercial/600-series | EA | 8640 |  | 53514202057 | 6 Weeks | 295 | LB | 45 | 24.5 | 32.75 | 1 Year | NO
641-0052 | GX641 50'Cd/460V/3P/1750/3.0Bhp/4"D/Ex Pr | GX641 50'Cd/460V/3P/1750/3.0Bhp/4"D/Ex Pr | https://www.zoellerpumps.com/en-us/products/sewage-pumps/commercial/600-series | EA | 8650 |  | 53514202781 | 6 Weeks | 295 | LB | 45 | 24.5 | 32.75 | 1 Year | NO
641-0053 | J641 50' Cord 200V/3Ph/1750/3.0 Bhp/4"D | J641 50' Cord 200V/3Ph/1750/3.0 Bhp/4"D | https://www.zoellerpumps.com/en-us/products/sewage-pumps/commercial/600-series | EA | 6750 |  | 53514210991 | 4 Weeks | 245 | LB | 45 | 24.5 | 32.75 | 1 Year | NO
641-0054 | F641 50'CD/230V/3Ph/1750/3.0 Bhp/4"D | F641 50'CD/230V/3Ph/1750/3.0 Bhp/4"D | https://www.zoellerpumps.com/en-us/products/sewage-pumps/commercial/600-series | EA | 6760 |  | 53514211004 | 4 Weeks | 245 | LB | 45 | 24.5 | 32.75 | 1 Year | NO
641-0055 | F641 35'Cd/230V/3Ph/1750/3.0Bhp/3"Vert-D | F641 35'Cd/230V/3Ph/1750/3.0Bhp/3"Vert-D | https://www.zoellerpumps.com/en-us/products/sewage-pumps/commercial/600-series | EA | 5840 |  | 53514211752 | 4 Weeks | 245 | LB | 45 | 24.5 | 32.75 | 1 Year | NO
641-0056 | G641 75'Cd/460V/3Ph/1750/3.0Bhp/4"D | G641 75'Cd/460V/3Ph/1750/3.0Bhp/4"D | https://www.zoellerpumps.com/en-us/products/sewage-pumps/commercial/600-series | EA | 6950 |  | 53514211868 | 4 Weeks | 245 | LB | 45 | 24.5 | 32.75 | 1 Year | NO
641-0057 | JX641 35'Cd/200V/3Ph/1750/3.0Bhp/3"Vert-D/Ex Pr | JX641 35'Cd/200V/3Ph/1750/3.0Bhp/3"Vert-D/Ex Pr | https://www.zoellerpumps.com/en-us/products/sewage-pumps/commercial/600-series | EA | 7830 |  | 53514214111 | 6 Weeks | 295 | LB | 45 | 24.5 | 32.75 | 1 Year | NO
641-0058 | J641 75'Cd/200V/3Ph/1750/3.0 Bhp/3"Vert-D | J641 75'Cd/200V/3Ph/1750/3.0 Bhp/3"Vert-D | https://www.zoellerpumps.com/en-us/products/sewage-pumps/commercial/600-series | EA | 6140 |  | 53514253851 | 4 Weeks | 245 | LB | 45 | 24.5 | 32.75 | 1 Year | NO
641-0059 | EX641 50'Cd/230V/1Ph/1750/3.0 Bhp/3"Vert-D/Ex Pr | EX641 50'Cd/230V/1Ph/1750/3.0 Bhp/3"Vert-D/Ex Pr | https://www.zoellerpumps.com/en-us/products/sewage-pumps/commercial/600-series | EA | 8440 |  | 53514278083 | 6 Weeks | 295 | LB | 45 | 24.5 | 32.75 | 1 Year | NO
641-0060 | J641 75'Cd/200V/3Ph/1750/3.0 Bhp/4"D | J641 75'Cd/200V/3Ph/1750/3.0 Bhp/4"D | https://www.zoellerpumps.com/en-us/products/sewage-pumps/commercial/600-series | EA | 6940 |  | 53514281519 | 4 Weeks | 245 | LB | 45 | 24.5 | 32.75 | 1 Year | NO
641-0061 | J641 50'Cd/200V/3Ph/1750/3.0Bhp/3"Hor-D | J641 50'Cd/200V/3Ph/1750/3.0Bhp/3"Hor-D | https://www.zoellerpumps.com/en-us/products/sewage-pumps/commercial/600-series | EA | 5900 |  | 53514291358 | 4 Weeks | 245 | LB | 45 | 24.5 | 32.75 | 1 Year | NO
641-0063 | F641 50'Cd/230V/3Ph/1750/3Bhp/3"Hor-D | F641 50'Cd/230V/3Ph/1750/3Bhp/3"Hor-D | https://www.zoellerpumps.com/en-us/products/sewage-pumps/commercial/600-series | EA | 5910 |  | 53514339388 | 4 Weeks | 245 | LB | 45 | 24.5 | 32.75 | 1 Year | NO
641-0064 | G641 75'Cd/460V/3Ph/1750/3.0Bhp/3"Vert-D | G641 75'Cd/460V/3Ph/1750/3.0Bhp/3"Vert-D | https://www.zoellerpumps.com/en-us/products/sewage-pumps/commercial/600-series | EA | 6150 |  | 53514341213 | 4 Weeks | 245 | LB | 45 | 24.5 | 32.75 | 1 Year | NO
641-0065 | G641 75'Cd/460V/3Ph/1750/3.0Bhp/4"D | G641 75'Cd/460V/3Ph/1750/3.0Bhp/4"D | https://www.zoellerpumps.com/en-us/products/sewage-pumps/commercial/600-series | EA | 6950 |  | 53514341657 | 4 Weeks | 245 | LB | 45 | 24.5 | 32.75 | 1 Year | NO
641-0066 | BA641 575V/3Ph/1750/3.0 Bhp/3"Hor-D | BA641 575V/3Ph/1750/3.0 Bhp/3"Hor-D | https://www.zoellerpumps.com/en-us/products/sewage-pumps/commercial/600-series | EA | 5710 |  | 53514353070 | 6 Weeks | 245 | LB | 45 | 24.5 | 32.75 | 1 Year | NO
641-0067 | G641 35'Cd/460V/3Ph/1750/3.0Bhp/3"Hor-D | G641 35'Cd/460V/3Ph/1750/3.0Bhp/3"Hor-D | https://www.zoellerpumps.com/en-us/products/sewage-pumps/commercial/600-series | EA | 5790 |  | 53514361334 | 4 Weeks | 245 | LB | 45 | 24.5 | 32.75 | 1 Year | NO
641-0068 | J641 75Cd/200V/3Ph/1750/3.0Bhp/3"Hor-D | J641 75Cd/200V/3Ph/1750/3.0Bhp/3"Hor-D | https://www.zoellerpumps.com/en-us/products/sewage-pumps/commercial/600-series | EA | 6100 |  | 53514388393 | 4 Weeks | 245 | LB | 45 | 24.5 | 32.75 | 1 Year | NO
641-0070 | J641 35'Cd/200V/3Ph/1750/3.0Bhp/3"Hor-D | J641 35'Cd/200V/3Ph/1750/3.0Bhp/3"Hor-D | https://www.zoellerpumps.com/en-us/products/sewage-pumps/commercial/600-series | EA | 5780 |  | 53514470913 | 4 Weeks | 245 | LB | 45 | 24.5 | 32.75 | 1 Year | NO
641-0071 | BAX641 50'Cd/575V/3Ph/1750/3.0Bhp/3"Vert-D/Ex Pr | BAX641 50'Cd/575V/3Ph/1750/3.0Bhp/3"Vert-D/Ex Pr | https://www.zoellerpumps.com/en-us/products/sewage-pumps/commercial/600-series | EA | 8080 |  | 53514475994 | 6 Weeks | 295 | LB | 45 | 24.5 | 32.75 | 1 Year | NO
651-0004 | E651 230V/1Ph/1750/5.0 Bhp/3"Vert-D | E651 230V/1Ph/1750/5.0 Bhp/3"Vert-D | https://www.zoellerpumps.com/en-us/products/sewage-pumps/commercial/600-series | EA | 6740 |  | 53514116705 | 4 Weeks | 245 | LB | 45 | 24.5 | 32.75 | 1 Year | NO
651-0005 | E651 230V/1Ph/1750/5.0 Bhp/4"D | E651 230V/1Ph/1750/5.0 Bhp/4"D | https://www.zoellerpumps.com/en-us/products/sewage-pumps/commercial/600-series | EA | 7540 |  | 53514116712 | 4 Weeks | 245 | LB | 45 | 24.5 | 32.75 | 1 Year | NO
651-0006 | J651 200V/3Ph/1750/5.0 Bhp/3"Vert-D | J651 200V/3Ph/1750/5.0 Bhp/3"Vert-D | https://www.zoellerpumps.com/en-us/products/sewage-pumps/commercial/600-series | EA | 5950 |  | 53514116729 | 4 Weeks | 245 | LB | 45 | 24.5 | 32.75 | 1 Year | NO
651-0007 | J651 200V/3Ph/1750/5.0 Bhp/4"D | J651 200V/3Ph/1750/5.0 Bhp/4"D | https://www.zoellerpumps.com/en-us/products/sewage-pumps/commercial/600-series | EA | 6750 |  | 53514116736 | 4 Weeks | 245 | LB | 45 | 24.5 | 32.75 | 1 Year | NO
651-0008 | F651 230V/3Ph/1750/5.0 Bhp/3"Vert-D | F651 230V/3Ph/1750/5.0 Bhp/3"Vert-D | https://www.zoellerpumps.com/en-us/products/sewage-pumps/commercial/600-series | EA | 5960 |  | 53514116743 | 4 Weeks | 245 | LB | 45 | 24.5 | 32.75 | 1 Year | NO
651-0009 | F651 230V/3Ph/1750/5.0 Bhp/4"D | F651 230V/3Ph/1750/5.0 Bhp/4"D | https://www.zoellerpumps.com/en-us/products/sewage-pumps/commercial/600-series | EA | 6760 |  | 53514116750 | 4 Weeks | 245 | LB | 45 | 24.5 | 32.75 | 1 Year | NO
651-0010 | G651 460V/3Ph/1750/5.0 Bhp/3"Vert-D | G651 460V/3Ph/1750/5.0 Bhp/3"Vert-D | https://www.zoellerpumps.com/en-us/products/sewage-pumps/commercial/600-series | EA | 5960 |  | 53514116767 | 4 Weeks | 245 | LB | 45 | 24.5 | 32.75 | 1 Year | NO
651-0011 | G651 460V/3Ph/1750/5.0 Bhp/4"D | G651 460V/3Ph/1750/5.0 Bhp/4"D | https://www.zoellerpumps.com/en-us/products/sewage-pumps/commercial/600-series | EA | 6760 |  | 53514116774 | 4 Weeks | 245 | LB | 45 | 24.5 | 32.75 | 1 Year | NO
651-0012 | BA651 575V/3Ph/1750/5.0 Bhp/3"vert-D | BA651 575V/3Ph/1750/5.0 Bhp/3"vert-D | https://www.zoellerpumps.com/en-us/products/sewage-pumps/commercial/600-series | EA | 5900 |  | 53514116781 | 6 Weeks | 245 | LB | 45 | 24.5 | 32.75 | 1 Year | NO
651-0013 | BA651 575V/3Ph/1750/5.0 Bhp/4"D | BA651 575V/3Ph/1750/5.0 Bhp/4"D | https://www.zoellerpumps.com/en-us/products/sewage-pumps/commercial/600-series | EA | 6690 |  | 53514116798 | 6 Weeks | 245 | LB | 45 | 24.5 | 32.75 | 1 Year | NO
651-0014 | J651 50'Cd/200V/3Ph/1750/5.0Bhp/3"Vert-D | J651 50'Cd/200V/3Ph/1750/5.0Bhp/3"Vert-D | https://www.zoellerpumps.com/en-us/products/sewage-pumps/commercial/600-series | EA | 6140 |  | 53514119867 | 4 Weeks | 245 | LB | 45 | 24.5 | 32.75 | 1 Year | NO
651-0015 | F651 75'Cd/230V/3Ph/1750/5.0Bhp/4"D | F651 75'Cd/230V/3Ph/1750/5.0Bhp/4"D | https://www.zoellerpumps.com/en-us/products/sewage-pumps/commercial/600-series | EA | 7150 |  | 53514121815 | 4 Weeks | 245 | LB | 45 | 24.5 | 32.75 | 1 Year | NO
651-0016 | G651 460V/3P/1750/5.0Bhp/3"Hor-D | G651 460V/3P/1750/5.0Bhp/3"Hor-D | https://www.zoellerpumps.com/en-us/products/sewage-pumps/commercial/600-series | EA | 5910 |  | 53514127169 | 4 Weeks | 245 | LB | 45 | 24.5 | 32.75 | 1 Year | NO
651-0018 | E651 50'Cd/230V/1Ph/1750/5.0Bhp/3"Hor-D | E651 50'Cd/230V/1Ph/1750/5.0Bhp/3"Hor-D | https://www.zoellerpumps.com/en-us/products/sewage-pumps/commercial/600-series | EA | 7150 |  | 53514133382 | 4 Weeks | 250 | LB | 45 | 24.5 | 32.75 | 1 Year | NO
651-0019 | E651 50'Cd/230V/1Ph/1750/5.0Bhp/4"D | E651 50'Cd/230V/1Ph/1750/5.0Bhp/4"D | https://www.zoellerpumps.com/en-us/products/sewage-pumps/commercial/600-series | EA | 8000 |  | 53514140113 | 4 Weeks | 245 | LB | 45 | 24.5 | 32.75 | 1 Year | NO
651-0020 | E651 50'Cd/230V/1Ph/1750/5.0Bhp/3"Vert-D | E651 50'Cd/230V/1Ph/1750/5.0Bhp/3"Vert-D | https://www.zoellerpumps.com/en-us/products/sewage-pumps/commercial/600-series | EA | 7190 |  | 53514146696 | 4 Weeks | 245 | LB | 45 | 24.5 | 32.75 | 1 Year | NO
651-0021 | J651 200V/3Ph/1750/5.0 Bhp/3"Hor-D | J651 200V/3Ph/1750/5.0 Bhp/3"Hor-D | https://www.zoellerpumps.com/en-us/products/sewage-pumps/commercial/600-series | EA | 5900 |  | 53514150716 | 4 Weeks | 245 | LB | 45 | 24.5 | 32.75 | 1 Year | NO
651-0022 | EX651 230V/1Ph/1750/5.0 Bhp/3"Vert-D/Ex Pr | EX651 230V/1Ph/1750/5.0 Bhp/3"Vert-D/Ex Pr | https://www.zoellerpumps.com/en-us/products/sewage-pumps/commercial/600-series | EA | 9340 |  | 53514155360 | 6 Weeks | 295 | LB | 45 | 24.5 | 32.75 | 1 Year | NO
651-0023 | EX651 230V/1Ph/1750/5.0Bhp/3"Hor-D/Ex Pr | EX651 230V/1Ph/1750/5.0Bhp/3"Hor-D/Ex Pr | https://www.zoellerpumps.com/en-us/products/sewage-pumps/commercial/600-series | EA | 9340 |  | 53514157555 | 6 Weeks | 295 | LB | 45 | 24.5 | 32.75 | 1 Year | NO
651-0024 | EX651 230V/1Ph/1750/5.0Bhp/4"D/Ex Pr | EX651 230V/1Ph/1750/5.0Bhp/4"D/Ex Pr | https://www.zoellerpumps.com/en-us/products/sewage-pumps/commercial/600-series | EA | 9060 |  | 53514157562 | 6 Weeks | 295 | LB | 45 | 24.5 | 32.75 | 1 Year | NO
651-0025 | JX651 200V/3Ph/1750/5.0Bhp/3"Vert-D/Ex Pr | JX651 200V/3Ph/1750/5.0Bhp/3"Vert-D/Ex Pr | https://www.zoellerpumps.com/en-us/products/sewage-pumps/commercial/600-series | EA | 8770 |  | 53514157586 | 6 Weeks | 295 | LB | 45 | 24.5 | 32.75 | 1 Year | NO
651-0026 | JX651 200V/3Ph/1750/5.0Bhp/3"Hor-D/Ex Pr | JX651 200V/3Ph/1750/5.0Bhp/3"Hor-D/Ex Pr | https://www.zoellerpumps.com/en-us/products/sewage-pumps/commercial/600-series | EA | 8770 |  | 53514157609 | 6 Weeks | 295 | LB | 45 | 24.5 | 32.75 | 1 Year | NO
651-0027 | JX651 200V/3Ph/1750/5.0Bhp/4"D/Ex Pr | JX651 200V/3Ph/1750/5.0Bhp/4"D/Ex Pr | https://www.zoellerpumps.com/en-us/products/sewage-pumps/commercial/600-series | EA | 8490 |  | 53514157623 | 6 Weeks | 295 | LB | 45 | 24.5 | 32.75 | 1 Year | NO
651-0028 | FX651 230V/3Ph/1750/5.0Bhp/3"Vert-D/Ex Pr | FX651 230V/3Ph/1750/5.0Bhp/3"Vert-D/Ex Pr | https://www.zoellerpumps.com/en-us/products/sewage-pumps/commercial/600-series | EA | 8770 |  | 53514157630 | 6 Weeks | 295 | LB | 45 | 24.5 | 32.75 | 1 Year | NO
651-0029 | FX651 230V/3Ph/1750/5.0Bhp/3"Hor-D/Ex Pr | FX651 230V/3Ph/1750/5.0Bhp/3"Hor-D/Ex Pr | https://www.zoellerpumps.com/en-us/products/sewage-pumps/commercial/600-series | EA | 8770 |  | 53514157647 | 6 Weeks | 295 | LB | 45 | 24.5 | 32.75 | 1 Year | NO
651-0030 | FX651 230V/3Ph/1750/5.0Bhp/4"D/Ex Pr | FX651 230V/3Ph/1750/5.0Bhp/4"D/Ex Pr | https://www.zoellerpumps.com/en-us/products/sewage-pumps/commercial/600-series | EA | 8500 |  | 53514157654 | 6 Weeks | 295 | LB | 45 | 24.5 | 32.75 | 1 Year | NO
651-0031 | GX651 460V/3Ph/1750/5.0Bhp/3"Vert-D/Ex Pr | GX651 460V/3Ph/1750/5.0Bhp/3"Vert-D/Ex Pr | https://www.zoellerpumps.com/en-us/products/sewage-pumps/commercial/600-series | EA | 8770 |  | 53514157661 | 6 Weeks | 295 | LB | 45 | 24.5 | 32.75 | 1 Year | NO
651-0032 | GX651 460V/3Ph/1750/5.0Bhp/3"Hor-D/Ex Pr | GX651 460V/3Ph/1750/5.0Bhp/3"Hor-D/Ex Pr | https://www.zoellerpumps.com/en-us/products/sewage-pumps/commercial/600-series | EA | 8770 |  | 53514157678 | 6 Weeks | 295 | LB | 45 | 24.5 | 32.75 | 1 Year | NO
651-0033 | GX651 460V/3Ph/1750/5.0Bhp/4"D/Ex Pr | GX651 460V/3Ph/1750/5.0Bhp/4"D/Ex Pr | https://www.zoellerpumps.com/en-us/products/sewage-pumps/commercial/600-series | EA | 8500 |  | 53514157692 | 6 Weeks | 295 | LB | 45 | 24.5 | 32.75 | 1 Year | NO
651-0034 | BAX651 575V/3Ph/1750/5.0Bhp/3"Vert-D/Ex Pr | BAX651 575V/3Ph/1750/5.0Bhp/3"Vert-D/Ex Pr | https://www.zoellerpumps.com/en-us/products/sewage-pumps/commercial/600-series | EA | 8940 |  | 53514157715 | 6 Weeks | 295 | LB | 45 | 24.5 | 32.75 | 1 Year | NO
651-0035 | BAX651 575V/3Ph/1750/5.0Bhp/3"Hor-D/Ex Pr | BAX651 575V/3Ph/1750/5.0Bhp/3"Hor-D/Ex Pr | https://www.zoellerpumps.com/en-us/products/sewage-pumps/commercial/600-series | EA | 8930 |  | 53514157753 | 6 Weeks | 295 | LB | 45 | 24.5 | 32.75 | 1 Year | NO
651-0036 | BAX651 575V/3Ph/1750/5.0Bhp/4"D/Ex Pr | BAX651 575V/3Ph/1750/5.0Bhp/4"D/Ex Pr | https://www.zoellerpumps.com/en-us/products/sewage-pumps/commercial/600-series | EA | 8670 |  | 53514157777 | 4 Weeks | 295 | LB | 45 | 24.5 | 32.75 | 1 Year | NO
651-0037 | J651 35'Cd/200V/3Ph/1750/5.0Bhp/3"Vert-D | J651 35'Cd/200V/3Ph/1750/5.0Bhp/3"Vert-D | https://www.zoellerpumps.com/en-us/products/sewage-pumps/commercial/600-series | EA | 6210 |  | 53514153427 | 4 Weeks | 248 | LB | 45 | 24.5 | 32.75 | 1 Year | NO
651-0038 | F651 35'Cd/230V/3Ph/1750/5.0Bhp/3"Vert-D | F651 35'Cd/230V/3Ph/1750/5.0Bhp/3"Vert-D | https://www.zoellerpumps.com/en-us/products/sewage-pumps/commercial/600-series | EA | 6040 |  | 53514154226 | 4 Weeks | 245 | LB | 45 | 24.5 | 32.75 | 1 Year | NO
651-0039 | E651 35'Cd/230V/1Ph/1750/5.0Bhp/4"D | E651 35'Cd/230V/1Ph/1750/5.0Bhp/4"D | https://www.zoellerpumps.com/en-us/products/sewage-pumps/commercial/600-series | EA | 7720 |  | 53514159306 | 4 Weeks | 245 | LB | 45 | 24.5 | 32.75 | 1 Year | NO
651-0040 | F651 50'Cd/230V/3Ph/1750/5.0Bhp/4"D | F651 50'Cd/230V/3Ph/1750/5.0Bhp/4"D | https://www.zoellerpumps.com/en-us/products/sewage-pumps/commercial/600-series | EA | 6960 |  | 53514159405 | 4 Weeks | 245 | LB | 45 | 24.5 | 32.75 | 1 Year | NO
651-0041 | E651 230V/1Ph/1750/5.0 Bhp/3"Hor-D | E651 230V/1Ph/1750/5.0 Bhp/3"Hor-D | https://www.zoellerpumps.com/en-us/products/sewage-pumps/commercial/600-series | EA | 6700 |  | 53514170165 | 4 Weeks | 245 | LB | 45 | 24.5 | 32.75 | 1 Year | NO
651-0042 | J651 50'Cd/200V/3Ph/1750/5.0Bhp/4"D | J651 50'Cd/200V/3Ph/1750/5.0Bhp/4"D | https://www.zoellerpumps.com/en-us/products/sewage-pumps/commercial/600-series | EA | 6940 |  | 53514171599 | 4 Weeks | 245 | LB | 45 | 24.5 | 32.75 | 1 Year | NO
651-0043 | G651 50'Cd/460V/3Ph/1750/5.0Bhp/3"Vert-D | G651 50'Cd/460V/3Ph/1750/5.0Bhp/3"Vert-D | https://www.zoellerpumps.com/en-us/products/sewage-pumps/commercial/600-series | EA | 6150 |  | 53514173791 | 4 Weeks | 245 | LB | 45 | 24.5 | 32.75 | 1 Year | NO
651-0044 | G651 50'Cd/460V/3Ph/1750/5.0Bhp/4"D | G651 50'Cd/460V/3Ph/1750/5.0Bhp/4"D | https://www.zoellerpumps.com/en-us/products/sewage-pumps/commercial/600-series | EA | 6950 |  | 53514174422 | 4 Weeks | 245 | LB | 45 | 24.5 | 32.75 | 1 Year | NO
651-0045 | F651 230V/3Ph/1750/5.0 Bhp/3"Hor-D | F651 230V/3Ph/1750/5.0 Bhp/3"Hor-D | https://www.zoellerpumps.com/en-us/products/sewage-pumps/commercial/600-series | EA | 5920 |  | 53514174484 | 4 Weeks | 245 | LB | 45 | 24.5 | 32.75 | 1 Year | NO
651-0046 | G651 35'Cd/460V/3Ph/1750/5.0 Bhp/4"D | G651 35'Cd/460V/3Ph/1750/5.0 Bhp/4"D | https://www.zoellerpumps.com/en-us/products/sewage-pumps/commercial/600-series | EA | 6830 |  | 53514176389 | 4 Weeks | 245 | LB | 45 | 24.5 | 32.75 | 1 Year | NO
651-0047 | G651 35'Cd/460V/3Ph/1750/5.0Bhp/3"Vert-D | G651 35'Cd/460V/3Ph/1750/5.0Bhp/3"Vert-D | https://www.zoellerpumps.com/en-us/products/sewage-pumps/commercial/600-series | EA | 6030 |  | 53514179038 | 4 Weeks | 245 | LB | 45 | 24.5 | 32.75 | 1 Year | NO
651-0048 | E651 35'Cd/230V/1Ph/1750/5.0Bhp/3"Vert-D | E651 35'Cd/230V/1Ph/1750/5.0Bhp/3"Vert-D | https://www.zoellerpumps.com/en-us/products/sewage-pumps/commercial/600-series | EA | 6920 |  | 53514182212 | 4 Weeks | 245 | LB | 45 | 24.5 | 32.75 | 1 Year | NO
651-0050 | J651 35'Cd/200V/3Ph/1750/5.0Bhp/4"D | J651 35'Cd/200V/3Ph/1750/5.0Bhp/4"D | https://www.zoellerpumps.com/en-us/products/sewage-pumps/commercial/600-series | EA | 6830 |  | 53514196769 | 4 Weeks | 245 | LB | 45 | 24.5 | 32.75 | 1 Year | NO
651-0051 | J651 35'Cd/200V/3Ph/1750/5.0Bhp/3"Hor-D | J651 35'Cd/200V/3Ph/1750/5.0Bhp/3"Hor-D | https://www.zoellerpumps.com/en-us/products/sewage-pumps/commercial/600-series | EA | 5980 |  | 53514197131 | 4 Weeks | 245 | LB | 45 | 24.5 | 32.75 | 1 Year | NO
651-0052 | G651 35'Cd/460V/3Ph/1750/5.0Bhp/3"Hor-D | G651 35'Cd/460V/3Ph/1750/5.0Bhp/3"Hor-D | https://www.zoellerpumps.com/en-us/products/sewage-pumps/commercial/600-series | EA | 5990 |  | 53514197728 | 4 Weeks | 245 | LB | 45 | 24.5 | 32.75 | 1 Year | NO
651-0053 | BAX651 50'Cd/575V/3Ph/1750/5.0Bhp/3"Vert-D/Ex Pr | BAX651 50'Cd/575V/3Ph/1750/5.0Bhp/3"Vert-D/Ex Pr | https://www.zoellerpumps.com/en-us/products/sewage-pumps/commercial/600-series | EA | 9140 |  | 53514198978 | 6 Weeks | 295 | LB | 45 | 24.5 | 32.75 | 1 Year | NO
651-0054 | F651 35'Cd/230V/3P/1750/5.0Bhp/3"Hor-D | F651 35'Cd/230V/3P/1750/5.0Bhp/3"Hor-D | https://www.zoellerpumps.com/en-us/products/sewage-pumps/commercial/600-series | EA | 5990 |  | 53514206581 | 4 Weeks | 245 | LB | 45 | 24.5 | 32.75 | 1 Year | NO
651-0055 | E651 35'Cd/230V/1Ph/1750/5.0Bhp/3"Hor-D | E651 35'Cd/230V/1Ph/1750/5.0Bhp/3"Hor-D | https://www.zoellerpumps.com/en-us/products/sewage-pumps/commercial/600-series | EA | 6880 |  | 53514206567 | 4 Weeks | 245 | LB | 45 | 24.5 | 32.75 | 1 Year | NO
651-0057 | J651 75'Cd/200V/3Ph/1750/5.0Bhp/4"D | J651 75'Cd/200V/3Ph/1750/5.0Bhp/4"D | https://www.zoellerpumps.com/en-us/products/sewage-pumps/commercial/600-series | EA | 7140 |  | 53514266066 | 4 Weeks | 245 | LB | 45 | 24.5 | 32.75 | 1 Year | NO
651-0058 | F651 50'Cd/230V/3Ph/1750/5.0 Bhp/3"Vert-D | F651 50'Cd/230V/3Ph/1750/5.0 Bhp/3"Vert-D | https://www.zoellerpumps.com/en-us/products/sewage-pumps/commercial/600-series | EA | 6160 |  | 53514282417 | 4 Weeks | 245 | LB | 45 | 24.5 | 32.75 | 1 Year | NO
651-0059 | G651 75'Cd/460V/3Ph/1750/5.0Bhp/3"Vert-D | G651 75'Cd/460V/3Ph/1750/5.0Bhp/3"Vert-D | https://www.zoellerpumps.com/en-us/products/sewage-pumps/commercial/600-series | EA | 6350 |  | 53514283834 | 4 Weeks | 245 | LB | 45 | 24.5 | 32.75 | 1 Year | NO
651-0061 | J651 50'Cd/200V/3Ph/1750/5.0Bhp/3"Hor-D | J651 50'Cd/200V/3Ph/1750/5.0Bhp/3"Hor-D | https://www.zoellerpumps.com/en-us/products/sewage-pumps/commercial/600-series | EA | 6100 |  | 53514351984 | 4 Weeks | 245 | LB | 45 | 24.5 | 32.75 | 1 Year | NO
651-0062 | JX651 50'Cd/200V/3Ph/1750/5.0Bhp/4"D/Ex Pr | JX651 50'Cd/200V/3Ph/1750/5.0Bhp/4"D/Ex Pr | https://www.zoellerpumps.com/en-us/products/sewage-pumps/commercial/600-series | EA | 8770 |  | 53514357948 | 6 Weeks | 295 | LB | 45 | 24.5 | 32.75 | 1 Year | NO
651-0063 | J651 50'Cd/200V/3Ph/1750/5.0Bhp/3"Vert-D | J651 50'Cd/200V/3Ph/1750/5.0Bhp/3"Vert-D | https://www.zoellerpumps.com/en-us/products/sewage-pumps/commercial/600-series | EA | 6140 |  | 53514362591 | 4 Weeks | 248 | LB | 45 | 24.5 | 32.75 | 1 Year | NO
651-0064 | JX651 50'Cd/200V/3Ph/1750/5.0Bhp/3"Vert-D/Ex Pr | JX651 50'Cd/200V/3Ph/1750/5.0Bhp/3"Vert-D/Ex Pr | https://www.zoellerpumps.com/en-us/products/sewage-pumps/commercial/600-series | EA | 8970 |  | 53514397746 | 6 Weeks | 295 | LB | 45 | 24.5 | 32.75 | 1 Year | NO
651-0068 | BA651 575V/3Ph/1750/5.0 Bhp/3" Hor-D | BA651 575V/3Ph/1750/5.0 Bhp/3" Hor-D | https://www.zoellerpumps.com/en-us/products/sewage-pumps/commercial/600-series | EA | 5900 |  | 53514445027 | 6 Weeks | 245 | LB | 45 | 24.5 | 32.75 | 1 Year | NO
651-0069 | GX651 50'Cd/460V/3Ph/1750/5.0Bhp/3" Vert-D/Ex Pr | GX651 50'Cd/460V/3Ph/1750/5.0Bhp/3" Vert-D/Ex Pr | https://www.zoellerpumps.com/en-us/products/sewage-pumps/commercial/600-series | EA | 8970 |  | 53514456009 | 6 Weeks | 295 | LB | 45 | 24.5 | 32.75 | 1 Year | NO
651-0070 | BA651 50'Cd/575V/3Ph/1750/5.0 Bhp/3"Vert-D | BA651 50'Cd/575V/3Ph/1750/5.0 Bhp/3"Vert-D | https://www.zoellerpumps.com/en-us/products/sewage-pumps/commercial/600-series | EA | 6080 |  | 53514459376 | 6 Weeks | 245 | LB | 45 | 24.5 | 32.75 | 1 Year | NO
651-0072 | E651 75'Cd/230V/1Ph/1750/5.0Bhp/4"D | E651 75'Cd/230V/1Ph/1750/5.0Bhp/4"D | https://www.zoellerpumps.com/en-us/products/sewage-pumps/commercial/600-series | EA | 8460 |  | 53514473488 | 4 Weeks | 25 | LB | 45 | 24.5 | 32.75 | 1 Year | NO
651-0073 | GX651 35'Cd/460V/3Ph/1750/5.0Bhp/4"D/Ex Pr | GX651 35'Cd/460V/3Ph/1750/5.0Bhp/4"D/Ex Pr | https://www.zoellerpumps.com/en-us/products/sewage-pumps/commercial/600-series | EA | 8600 |  | 53514473778 | 6 Weeks | 295 | LB | 45 | 24.5 | 32.75 | 1 Year | NO
651-0074 | GX651 50'Cd/460V/3Ph/1750/5.0Bhp/4"D/Ex Pr | GX651 50'Cd/460V/3Ph/1750/5.0Bhp/4"D/Ex Pr | https://www.zoellerpumps.com/en-us/products/sewage-pumps/commercial/600-series | EA | 8780 |  | 53514475567 | 6 Weeks | 295 | LB | 45 | 24.5 | 32.75 | 1 Year | NO
661-0006 | J661 200V/3Ph/1750/7.5 Bhp/3"Vert-D | J661 200V/3Ph/1750/7.5 Bhp/3"Vert-D | https://www.zoellerpumps.com/en-us/products/sewage-pumps/commercial/600-series | EA | 6440 |  | 53514116842 | 4 Weeks | 245 | LB | 45 | 24.5 | 32.75 | 1 Year | NO
661-0007 | J661 200V/3Ph/1750/7.5 Bhp/4"D | J661 200V/3Ph/1750/7.5 Bhp/4"D | https://www.zoellerpumps.com/en-us/products/sewage-pumps/commercial/600-series | EA | 7240 |  | 53514116859 | 4 Weeks | 245 | LB | 45 | 24.5 | 32.75 | 1 Year | NO
661-0008 | F661 230V/3Ph/1750/7.5 Bhp/3"Vert-D | F661 230V/3Ph/1750/7.5 Bhp/3"Vert-D | https://www.zoellerpumps.com/en-us/products/sewage-pumps/commercial/600-series | EA | 6430 |  | 53514116866 | 4 Weeks | 245 | LB | 45 | 24.5 | 32.75 | 1 Year | NO
661-0009 | F661 230V/3Ph/1750/7.5 Bhp/4"D | F661 230V/3Ph/1750/7.5 Bhp/4"D | https://www.zoellerpumps.com/en-us/products/sewage-pumps/commercial/600-series | EA | 7230 |  | 53514116873 | 4 Weeks | 245 | LB | 45 | 24.5 | 32.75 | 1 Year | NO
661-0010 | G661 460V/3Ph/1750/7.5 Bhp/3"Vert-D | G661 460V/3Ph/1750/7.5 Bhp/3"Vert-D | https://www.zoellerpumps.com/en-us/products/sewage-pumps/commercial/600-series | EA | 6360 |  | 53514116880 | 4 Weeks | 245 | LB | 45 | 24.5 | 32.75 | 1 Year | NO
661-0011 | G661 460V/3Ph/1750/7.5 Bhp/4"D | G661 460V/3Ph/1750/7.5 Bhp/4"D | https://www.zoellerpumps.com/en-us/products/sewage-pumps/commercial/600-series | EA | 6880 |  | 53514116897 | 4 Weeks | 245 | LB | 45 | 24.5 | 32.75 | 1 Year | NO
661-0012 | BA661 575V/3Ph/1750/7.5 Bhp/3"Vert-D | BA661 575V/3Ph/1750/7.5 Bhp/3"Vert-D | https://www.zoellerpumps.com/en-us/products/sewage-pumps/commercial/600-series | EA | 6760 |  | 53514116903 | 6 Weeks | 245 | LB | 45 | 24.5 | 32.75 | 1 Year | NO
661-0013 | BA661 575V/3Ph/1750/7.5 Bhp/4"D | BA661 575V/3Ph/1750/7.5 Bhp/4"D | https://www.zoellerpumps.com/en-us/products/sewage-pumps/commercial/600-series | EA | 6690 |  | 53514116910 | 6 Weeks | 245 | LB | 45 | 24.5 | 32.75 | 1 Year | NO
661-0014 | G661 75'Cd/460V/3Ph/1750/7.5Bhp/4"D | G661 75'Cd/460V/3Ph/1750/7.5Bhp/4"D | https://www.zoellerpumps.com/en-us/products/sewage-pumps/commercial/600-series | EA | 7270 |  | 53514131333 | 4 Weeks | 245 | LB | 45 | 24.5 | 32.75 | 1 Year | NO
661-0015 | F661 75'Cd/230V/3Ph/1750/7.5Bhp/4"D | F661 75'Cd/230V/3Ph/1750/7.5Bhp/4"D | https://www.zoellerpumps.com/en-us/products/sewage-pumps/commercial/600-series | EA | 8150 |  | 53514131982 | 4 Weeks | 245 | LB | 45 | 24.5 | 32.75 | 1 Year | NO
661-0016 | F661 35'Cd/230V/3Ph/1750/7.5Bhp/4"D | F661 35'Cd/230V/3Ph/1750/7.5Bhp/4"D | https://www.zoellerpumps.com/en-us/products/sewage-pumps/commercial/600-series | EA | 7410 |  | 53514135300 | 4 Weeks | 245 | LB | 45 | 24.5 | 32.75 | 1 Year | NO
661-0017 | J661 75'Cd/200V/3Ph/1750/7.5Bhp/4"D | J661 75'Cd/200V/3Ph/1750/7.5Bhp/4"D | https://www.zoellerpumps.com/en-us/products/sewage-pumps/commercial/600-series | EA | 8160 |  | 53514136543 | 4 Weeks | 245 | LB | 45 | 24.5 | 32.75 | 1 Year | NO
661-0018 | F661 50'Cd/230V/3Ph/1750/7.5Bhp/3"Vert-D | F661 50'Cd/230V/3Ph/1750/7.5Bhp/3"Vert-D | https://www.zoellerpumps.com/en-us/products/sewage-pumps/commercial/600-series | EA | 6890 |  | 53514148799 | 4 Weeks | 245 | LB | 45 | 24.5 | 32.75 | 1 Year | NO
661-0019 | G661 35'Cd/460V/3Ph/1750/7.5Bhp/4"D | G661 35'Cd/460V/3Ph/1750/7.5Bhp/4"D | https://www.zoellerpumps.com/en-us/products/sewage-pumps/commercial/600-series | EA | 6960 |  | 53514148980 | 4 Weeks | 245 | LB | 45 | 24.5 | 32.75 | 1 Year | NO
661-0020 | F661 50'Cd/230V/3Ph/1750/7.5Bhp/4"D | F661 50'Cd/230V/3Ph/1750/7.5Bhp/4"D | https://www.zoellerpumps.com/en-us/products/sewage-pumps/commercial/600-series | EA | 7690 |  | 53514150839 | 4 Weeks | 241 | LB | 45 | 24.5 | 32.75 | 1 Year | NO
661-0021 | JX661 200V/3Ph/1750/7.5 Bhp/3"Vert-D/Ex Pr | JX661 200V/3Ph/1750/7.5 Bhp/3"Vert-D/Ex Pr | https://www.zoellerpumps.com/en-us/products/sewage-pumps/commercial/600-series | EA | 9570 |  | 53514155377 | 6 Weeks | 295 | LB | 45 | 24.5 | 32.75 | 1 Year | NO
661-0022 | JX661 200V/3Ph/1750/7.5Bhp/3"Hor-D/Ex Pr | JX661 200V/3Ph/1750/7.5Bhp/3"Hor-D/Ex Pr | https://www.zoellerpumps.com/en-us/products/sewage-pumps/commercial/600-series | EA | 9560 |  | 53514157807 | 6 Weeks | 295 | LB | 45 | 24.5 | 32.75 | 1 Year | NO
661-0023 | JX661 200V/3Ph/1750/7.5Bhp/4"D/Ex Pr | JX661 200V/3Ph/1750/7.5Bhp/4"D/Ex Pr | https://www.zoellerpumps.com/en-us/products/sewage-pumps/commercial/600-series | EA | 9270 |  | 53514157821 | 6 Weeks | 295 | LB | 45 | 24.5 | 32.75 | 1 Year | NO
661-0024 | FX661 230V/3Ph/1750/7.5Bhp/3"Vert-D/Ex Pr | FX661 230V/3Ph/1750/7.5Bhp/3"Vert-D/Ex Pr | https://www.zoellerpumps.com/en-us/products/sewage-pumps/commercial/600-series | EA | 9570 |  | 53514157838 | 6 Weeks | 295 | LB | 45 | 24.5 | 32.75 | 1 Year | NO
661-0025 | FX661 230V/3Ph/1750/7.5Bhp/3"Hor-D/Ex Pr | FX661 230V/3Ph/1750/7.5Bhp/3"Hor-D/Ex Pr | https://www.zoellerpumps.com/en-us/products/sewage-pumps/commercial/600-series | EA | 9560 |  | 53514157845 | 6 Weeks | 295 | LB | 45 | 24.5 | 32.75 | 1 Year | NO
661-0026 | FX661 230V/3Ph/1750/7.5Bhp/4"D/Ex Pr | FX661 230V/3Ph/1750/7.5Bhp/4"D/Ex Pr | https://www.zoellerpumps.com/en-us/products/sewage-pumps/commercial/600-series | EA | 9270 |  | 53514157852 | 6 Weeks | 295 | LB | 45 | 24.5 | 32.75 | 1 Year | NO
661-0027 | GX661 460V/3Ph/1750/7.5Bhp/3"Vert-D/Ex Pr | GX661 460V/3Ph/1750/7.5Bhp/3"Vert-D/Ex Pr | https://www.zoellerpumps.com/en-us/products/sewage-pumps/commercial/600-series | EA | 9530 |  | 53514157869 | 6 Weeks | 295 | LB | 45 | 24.5 | 32.75 | 1 Year | NO
661-0028 | GX661 460V/3Ph/1750/7.5Bhp/3"Hor-D/Ex Pr | GX661 460V/3Ph/1750/7.5Bhp/3"Hor-D/Ex Pr | https://www.zoellerpumps.com/en-us/products/sewage-pumps/commercial/600-series | EA | 9520 |  | 53514157876 | 6 Weeks | 295 | LB | 45 | 24.5 | 32.75 | 1 Year | NO
661-0029 | GX661 460V/3Ph/1750/7.5Bhp/4"D/Ex Pr | GX661 460V/3Ph/1750/7.5Bhp/4"D/Ex Pr | https://www.zoellerpumps.com/en-us/products/sewage-pumps/commercial/600-series | EA | 9610 |  | 53514157890 | 6 Weeks | 295 | LB | 45 | 24.5 | 32.75 | 1 Year | NO
661-0030 | BAX661 575V/3Ph/1750/7.5Bhp/3"Vert-D/Ex Pr | BAX661 575V/3Ph/1750/7.5Bhp/3"Vert-D/Ex Pr | https://www.zoellerpumps.com/en-us/products/sewage-pumps/commercial/600-series | EA | 9680 |  | 53514157913 | 6 Weeks | 295 | LB | 45 | 24.5 | 32.75 | 1 Year | NO
661-0031 | BAX661 575V/3Ph/1750/7.5Bhp/3"Hor-D/Ex Pr | BAX661 575V/3Ph/1750/7.5Bhp/3"Hor-D/Ex Pr | https://www.zoellerpumps.com/en-us/products/sewage-pumps/commercial/600-series | EA | 9680 |  | 53514157937 | 6 Weeks | 295 | LB | 45 | 24.5 | 32.75 | 1 Year | NO
661-0032 | BAX661 575V/3Ph/1750/7.5Bhp/4"D/Ex Pr | BAX661 575V/3Ph/1750/7.5Bhp/4"D/Ex Pr | https://www.zoellerpumps.com/en-us/products/sewage-pumps/commercial/600-series | EA | 9760 |  | 53514157951 | 6 Weeks | 295 | LB | 45 | 24.5 | 32.75 | 1 Year | NO
661-0033 | J661 50'Cd/200V/3Ph/1750/7.5Bhp/3"Hor-D | J661 50'Cd/200V/3Ph/1750/7.5Bhp/3"Hor-D | https://www.zoellerpumps.com/en-us/products/sewage-pumps/commercial/600-series | EA | 6850 |  | 53514155131 | 4 Weeks | 245 | LB | 45 | 24.5 | 32.75 | 1 Year | NO
661-0034 | G661 50'Cd/460V/3Ph/1750/7.5Bhp/3"Vert-D | G661 50'Cd/460V/3Ph/1750/7.5Bhp/3"Vert-D | https://www.zoellerpumps.com/en-us/products/sewage-pumps/commercial/600-series | EA | 6550 |  | 53514159177 | 4 Weeks | 245 | LB | 45 | 24.5 | 32.75 | 1 Year | NO
661-0035 | J661 200V/3Ph/1750/7.5 Bhp/3"Hor-D | J661 200V/3Ph/1750/7.5 Bhp/3"Hor-D | https://www.zoellerpumps.com/en-us/products/sewage-pumps/commercial/600-series | EA | 6400 |  | 53514172992 | 4 Weeks | 245 | LB | 45 | 24.5 | 32.75 | 1 Year | NO
661-0037 | G661 460V/3Ph/1750/7.5 Bhp/3"Hor-D | G661 460V/3Ph/1750/7.5 Bhp/3"Hor-D | https://www.zoellerpumps.com/en-us/products/sewage-pumps/commercial/600-series | EA | 6360 |  | 53514175122 | 4 Weeks | 245 | LB | 45 | 24.5 | 32.75 | 1 Year | NO
661-0038 | J661 50'Cd/200V/3Ph/1750/7.5Bhp/4"D | J661 50'Cd/200V/3Ph/1750/7.5Bhp/4"D | https://www.zoellerpumps.com/en-us/products/sewage-pumps/commercial/600-series | EA | 7700 |  | 53514181536 | 4 Weeks | 245 | LB | 45 | 24.5 | 32.75 | 1 Year | NO
661-0039 | J661 50'Cd/200V/3Ph/1750/7.5Bhp/3"Vert-D | J661 50'Cd/200V/3Ph/1750/7.5Bhp/3"Vert-D | https://www.zoellerpumps.com/en-us/products/sewage-pumps/commercial/600-series | EA | 6900 |  | 53514183110 | 4 Weeks | 245 | LB | 45 | 24.5 | 32.75 | 1 Year | NO
661-0040 | F661 230V/3Ph/1750/7.5 Bhp/3"Hor-D | F661 230V/3Ph/1750/7.5 Bhp/3"Hor-D | https://www.zoellerpumps.com/en-us/products/sewage-pumps/commercial/600-series | EA | 6390 |  | 53514195144 | 4 Weeks | 245 | LB | 45 | 24.5 | 32.75 | 1 Year | NO
661-0041 | JX661 50'Cd/200V/3P/1750/7.5Bhp/4"D/Ex Pr | JX661 50'Cd/200V/3P/1750/7.5Bhp/4"D/Ex Pr | https://www.zoellerpumps.com/en-us/products/sewage-pumps/commercial/600-series | EA | 9580 |  | 53514203467 | 6 Weeks | 295 | LB | 45 | 24.5 | 32.75 | 1 Year | NO
661-0042 | G661 50'Cd/460V/3Ph/1750/7.5Bhp/3"Hor-D | G661 50'Cd/460V/3Ph/1750/7.5Bhp/3"Hor-D | https://www.zoellerpumps.com/en-us/products/sewage-pumps/commercial/600-series | EA | 6550 |  | 53514207472 | 4 Weeks | 245 | LB | 45 | 24.5 | 32.75 | 1 Year | NO
661-0043 | G661 35'Cd/460V/3Ph/1750/7.5Bhp/3"Vert-D | G661 35'Cd/460V/3Ph/1750/7.5Bhp/3"Vert-D | https://www.zoellerpumps.com/en-us/products/sewage-pumps/commercial/600-series | EA | 6480 |  | 53514219666 | 4 Weeks | 245 | LB | 45 | 24.5 | 32.75 | 1 Year | NO
661-0044 | G661 50'Cd/460V/3Ph/1750/7.5 Bhp/4"D | G661 50'Cd/460V/3Ph/1750/7.5 Bhp/4"D | https://www.zoellerpumps.com/en-us/products/sewage-pumps/commercial/600-series | EA | 7080 |  | 53514230739 | 4 Weeks | 245 | LB | 45 | 24.5 | 32.75 | 1 Year | NO
661-0047 | J661 35'Cd/200V/3Ph/1750/7.5 Bhp/3"Vert-D | J661 35'Cd/200V/3Ph/1750/7.5 Bhp/3"Vert-D | https://www.zoellerpumps.com/en-us/products/sewage-pumps/commercial/600-series | EA | 6620 |  | 53514282073 | 4 Weeks | 245 | LB | 45 | 24.5 | 32.75 | 1 Year | NO
661-0048 | J661 35'Cd/200V/3Ph/1750/7.5Bhp/4"D | J661 35'Cd/200V/3Ph/1750/7.5Bhp/4"D | https://www.zoellerpumps.com/en-us/products/sewage-pumps/commercial/600-series | EA | 7420 |  | 53514288198 | 4 Weeks | 245 | LB | 45 | 24.5 | 32.75 | 1 Year | NO
661-0049 | F661 75'Cd/230V/3Ph/1750/7.5 Bhp/3"Vert-D | F661 75'Cd/230V/3Ph/1750/7.5 Bhp/3"Vert-D | https://www.zoellerpumps.com/en-us/products/sewage-pumps/commercial/600-series | EA | 7350 |  | 53514317027 | 4 Weeks | 245 | LB | 45 | 24.5 | 32.75 | 1 Year | NO
661-0050 | J661 75'Cd/200V/3Ph/1750/7.5Bhp/3"Vert-D | J661 75'Cd/200V/3Ph/1750/7.5Bhp/3"Vert-D | https://www.zoellerpumps.com/en-us/products/sewage-pumps/commercial/600-series | EA | 7360 |  | 53514344979 | 4 Weeks | 245 | LB | 45 | 24.5 | 32.75 | 1 Year | NO
661-0051 | J661 35'Cd/200V/3Ph/1750/7.5Bhp/3"Hor-D | J661 35'Cd/200V/3Ph/1750/7.5Bhp/3"Hor-D | https://www.zoellerpumps.com/en-us/products/sewage-pumps/commercial/600-series | EA | 6580 |  | 53514351359 | 4 Weeks | 245 | LB | 45 | 24.5 | 32.75 | 1 Year | NO
661-0052 | BA661 575V/3Ph/1750/7.5 Bhp/3" Hor-D | BA661 575V/3Ph/1750/7.5 Bhp/3" Hor-D | https://www.zoellerpumps.com/en-us/products/sewage-pumps/commercial/600-series | EA | 6590 |  | 53514379704 | 6 Weeks | 245 | LB | 45 | 24.5 | 32.75 | 1 Year | NO
661-0055 | BAX661 50'Cd/575V/3Ph/1750/7.5Bhp/4"D/Ex Pr | BAX661 50'Cd/575V/3Ph/1750/7.5Bhp/4"D/Ex Pr | https://www.zoellerpumps.com/en-us/products/sewage-pumps/commercial/600-series | EA | 9960 |  | 53514418588 | 6 Weeks | 295 | LB | 45 | 24.5 | 32.75 | 1 Year | NO
661-0056 | JX661 50'Cd/200V/3Ph/1750/7.5 Bhp/3"Vert-D/Ex Pr | JX661 50'Cd/200V/3Ph/1750/7.5 Bhp/3"Vert-D/Ex Pr | https://www.zoellerpumps.com/en-us/products/sewage-pumps/commercial/600-series | EA | 9790 |  | 53514458157 | 6 Weeks | 295 | LB | 45 | 24.5 | 32.75 | 1 Year | NO
661-0057 | BA661 50'Cd/575V/3Ph/1750/7.5 Bhp/3"Vert-D | BA661 50'Cd/575V/3Ph/1750/7.5 Bhp/3"Vert-D | https://www.zoellerpumps.com/en-us/products/sewage-pumps/commercial/600-series | EA | 6950 |  | 53514459383 | 6 Weeks | 245 | LB | 45 | 24.5 | 32.75 | 1 Year | NO
661-0058 | GX661 50'Cd/460V/3Ph/1750/7.5Bhp/4"D/Ex Pr | GX661 50'Cd/460V/3Ph/1750/7.5Bhp/4"D/Ex Pr | https://www.zoellerpumps.com/en-us/products/sewage-pumps/commercial/600-series | EA | 9580 |  | 53514472771 | 6 Weeks | 295 | LB | 45 | 24.5 | 32.75 | 1 Year | NO
72-0001 | M72 115V/1Ph/cCSAus | M72 115V/1Ph/cCSAus | https://www.zoellerpumps.com/en-us/products/sump-effluent-pumps/residential/model-72 | EA | 272 |  | 53514105488 | IN STOCK | 9.5 | LB | 12.25 | 7.5 | 9.5 | 2 Year | YES
72-0002 | N72 115V/1Ph/cCSAus | N72 115V/1Ph/cCSAus | https://www.zoellerpumps.com/en-us/products/sump-effluent-pumps/residential/model-72 | EA | 300 |  | 53514105495 | Consult Factory | 9.5 | LB | 12.25 | 7.5 | 9.5 | 2 Year | YES
73-0001 | M73 115V/1P/60Hz/cCSAus | M73 115V/1P/60Hz/cCSAus | https://www.zoellerpumps.com/en-us/products/sump-effluent-pumps/residential/model-73 | EA | 251 |  | 53514351687 | IN STOCK | 12.4 | LB | 13.75 | 7.75 | 10 | 2 Year | YES
75-0001 | M75 115V/1Ph/60Hz/1/2Hp/cCSAus | M75 115V/1Ph/60Hz/1/2Hp/cCSAus | https://www.zoellerpumps.com/en-us/products/sump-effluent-pumps/residential/model-75 | EA | 380 |  | 53514361662 | Consult Factory | 16.5 | LB | 13.75 | 7.75 | 10 | 2 Year | YES
75-0002 | N75 10'Cd/115V/1Ph/60Hz/1/2Hp/cCSAus |  |  | EA | 250 |  | 53514411473 | Consult Factory | 16.5 | LB | 13.75 | 7.75 | 10 | 2 Year | YES
75-0005 | N75 20'Cd/115V/1Ph/60Hz/1/2Hp/cCSAus |  |  | EA | 270 |  | 53514411480 | Consult Factory | 16.5 | LB | 13.75 | 7.75 | 10 | 2 Year | YES
803-0001 | M803 115V/1Ph/cCSAus | M803 115V/1Ph/cCSAus | https://www.zoellerpumps.com/en-us/products/grinder-pumps/residential/803-805-807 | EA | 1496 |  | 53514365080 | IN STOCK | 65 | LB | 14 | 7.5 | 9.75 | 3 Year | YES
803-0002 | N803 115V/1Ph/cCSAus | N803 115V/1Ph/cCSAus | https://www.zoellerpumps.com/en-us/products/grinder-pumps/residential/803-805-807 | EA | 1466 |  | 53514365318 | IN STOCK | 65 | LB | 14 | 7.5 | 9.75 | 3 Year | YES
803-0003 | D803 230V/1Ph/cCSAus | D803 230V/1Ph/cCSAus | https://www.zoellerpumps.com/en-us/products/grinder-pumps/residential/803-805-807 | EA | 2020 |  | 53514365325 | 4 Weeks | 65 | LB | 14 | 7.5 | 9.75 | 3 Year | YES
803-0004 | E803 230V/1Ph/cCSAus | E803 230V/1Ph/cCSAus | https://www.zoellerpumps.com/en-us/products/grinder-pumps/residential/803-805-807 | EA | 1990 |  | 53514365332 | 4 Weeks | 65 | LB | 14 | 7.5 | 9.75 | 3 Year | YES
803-0005 | BN803 115V/1Ph/PB15'/cCSAus | BN803 115V/1Ph/PB15'/cCSAus | https://www.zoellerpumps.com/en-us/products/grinder-pumps/residential/803-805-807 | EA | 2140 |  | 53514365349 | 4 Weeks | 65 | LB | 14 | 7.5 | 9.75 | 3 Year | YES
803-0006 | BE803 230V/1Ph/PB15'/cCSAus | BE803 230V/1Ph/PB15'/cCSAus | https://www.zoellerpumps.com/en-us/products/grinder-pumps/residential/803-805-807 | EA | 2060 |  | 53514365356 | 4 Weeks | 65 | LB | 14 | 7.5 | 9.75 | 3 Year | YES
803-0015 | E803 35'Cd/230V/1Ph/cCSAus | E803 35'Cd/230V/1Ph/cCSAus | https://www.zoellerpumps.com/en-us/products/grinder-pumps/residential/803-805-807 | EA | 1960 |  | 53514431792 | 4 Weeks | 65 | LB | 14 | 7.5 | 9.75 | 3 Year | YES
803-0016 | N803 25'Cd/115V/1Ph/cCSAus | N803 25'Cd/115V/1Ph/cCSAus | https://www.zoellerpumps.com/en-us/products/grinder-pumps/residential/803-805-807 | EA | 2070 |  | 53514441371 | 4 Weeks | 65 | LB | 14 | 7.5 | 9.75 | 3 Year | YES
803-0018 | N803 35'Cd/115V/1Ph/cCSAus | N803 35'Cd/115V/1Ph/cCSAus | https://www.zoellerpumps.com/en-us/products/grinder-pumps/residential/803-805-807 | EA | 2120 |  | 53514449698 | 4 Weeks | 65 | LB | 14 | 7.5 | 9.75 | 3 Year | YES
803-0019 | M803 35'Cd/115V/1Ph/cCSAus | M803 35'Cd/115V/1Ph/cCSAus | https://www.zoellerpumps.com/en-us/products/grinder-pumps/residential/803-805-807 | EA | 2210 |  | 53514462857 | 4 Weeks | 65 | LB | 14 | 7.5 | 9.75 | 3 Year | YES
803-0022 | M803 25'Cd/115V/1Ph/cCSAus | M803 25'Cd/115V/1Ph/cCSAus | https://www.zoellerpumps.com/en-us/products/grinder-pumps/residential/803-805-807 | EA | 2150 |  | 53514468354 | 4 Weeks | 65 | LB | 14 | 7.5 | 9.75 | 3 Year | YES
805-0001 | M805 115V/1Ph/cCSAus | M805 115V/1Ph/cCSAus | https://www.zoellerpumps.com/en-us/products/grinder-pumps/residential/803-805-807 | EA | 1609 |  | 53514364700 | IN STOCK | 65 | LB | 14 | 7.5 | 9.75 | 3 Year | YES
805-0002 | N805 115V/1Ph/cCSAus | N805 115V/1Ph/cCSAus | https://www.zoellerpumps.com/en-us/products/grinder-pumps/residential/803-805-807 | EA | 1580 |  | 53514365387 | IN STOCK | 65 | LB | 14 | 7.5 | 9.75 | 3 Year | YES
805-0003 | D805 230V/1Ph/cCSAus | D805 230V/1Ph/cCSAus | https://www.zoellerpumps.com/en-us/products/grinder-pumps/residential/803-805-807 | EA | 2020 |  | 53514365394 | 4 Weeks | 65 | LB | 14 | 7.5 | 9.75 | 3 Year | YES
805-0004 | E805 230V/1Ph/cCSAus | E805 230V/1Ph/cCSAus | https://www.zoellerpumps.com/en-us/products/grinder-pumps/residential/803-805-807 | EA | 1940 |  | 53514365400 | 4 Weeks | 65 | LB | 14 | 7.5 | 9.75 | 3 Year | YES
805-0005 | BN805 115V/1Ph/PB15'/cCSAus | BN805 115V/1Ph/PB15'/cCSAus | https://www.zoellerpumps.com/en-us/products/grinder-pumps/residential/803-805-807 | EA | 2140 |  | 53514365363 | 4 Weeks | 65 | LB | 14 | 7.5 | 9.75 | 3 Year | YES
805-0006 | BE805 230V/1Ph/PB15'/cCSAus | BE805 230V/1Ph/PB15'/cCSAus | https://www.zoellerpumps.com/en-us/products/grinder-pumps/residential/803-805-807 | EA | 2060 |  | 53514365370 | 4 Weeks | 65 | LB | 14 | 7.5 | 9.75 | 3 Year | YES
805-0012 | N805 25'Cd/115V/1Ph/cCSAus | N805 25'Cd/115V/1Ph/cCSAus | https://www.zoellerpumps.com/en-us/products/grinder-pumps/residential/803-805-807 | EA | 2070 |  | 53514425524 | 4 Weeks | 65 | LB | 14 | 7.5 | 9.75 | 3 Year | YES
805-0014 | M805 35'Cd/115V/1Ph/cCSAus | M805 35'Cd/115V/1Ph/cCSAus | https://www.zoellerpumps.com/en-us/products/grinder-pumps/residential/803-805-807 | EA | 2210 |  | 53514432911 | 4 Weeks | 65 | LB | 14 | 7.5 | 9.75 | 3 Year | YES
805-0016 | M805 25'Cd/115V/1Ph/cCSAus | M805 25'Cd/115V/1Ph/cCSAus | https://www.zoellerpumps.com/en-us/products/grinder-pumps/residential/803-805-807 | EA | 2160 |  | 53514453749 | 4 Weeks | 65 | LB | 14 | 7.5 | 9.75 | 3 Year | YES
805-0017 | N805 35'Cd/115V/1Ph/cCSAus | N805 35'Cd/115V/1Ph/cCSAus | https://www.zoellerpumps.com/en-us/products/grinder-pumps/residential/803-805-807 | EA | 2130 |  | 53514456375 | 4 Weeks | 65 | LB | 14 | 7.5 | 9.75 | 3 Year | YES
805-0020 | E805 35'Cd/230V/1Ph/cCSAus | E805 35'Cd/230V/1Ph/cCSAus | https://www.zoellerpumps.com/en-us/products/grinder-pumps/residential/803-805-807 | EA | 1960 |  | 53514475185 | 4 Weeks | 65 | LB | 14 | 7.5 | 9.75 | 3 Year | YES
807-0001 | M807 115V/1Ph/cCSAus | M807 115V/1Ph/cCSAus | https://www.zoellerpumps.com/en-us/products/grinder-pumps/residential/803-805-807 | EA | 1744 |  | 53514361310 | IN STOCK | 65 | LB | 14 | 7.5 | 9.75 | 3 Year | YES
807-0002 | N807 115V/1Ph/cCSAus | N807 115V/1Ph/cCSAus | https://www.zoellerpumps.com/en-us/products/grinder-pumps/residential/803-805-807 | EA | 1714 |  | 53514365417 | IN STOCK | 65 | LB | 14 | 7.5 | 9.75 | 3 Year | YES
807-0003 | D807 230V/1Ph/cCSAus | D807 230V/1Ph/cCSAus | https://www.zoellerpumps.com/en-us/products/grinder-pumps/residential/803-805-807 | EA | 2020 |  | 53514365424 | 4 Weeks | 65 | LB | 14 | 7.5 | 9.75 | 3 Year | YES
807-0004 | E807 230V/1Ph/cCSAus | E807 230V/1Ph/cCSAus | https://www.zoellerpumps.com/en-us/products/grinder-pumps/residential/803-805-807 | EA | 1990 |  | 53514362010 | 4 Weeks | 65 | LB | 14 | 7.5 | 9.75 | 3 Year | YES
807-0005 | BN807 115V/1Ph/PB15'/cCSAus | BN807 115V/1Ph/PB15'/cCSAus | https://www.zoellerpumps.com/en-us/products/grinder-pumps/residential/803-805-807 | EA | 2140 |  | 53514365431 | 4 Weeks | 65 | LB | 14 | 7.5 | 9.75 | 3 Year | YES
807-0006 | BE807 230V/1Ph/PB15'/cCSAus | BE807 230V/1Ph/PB15'/cCSAus | https://www.zoellerpumps.com/en-us/products/grinder-pumps/residential/803-805-807 | EA | 2060 |  | 53514365448 | 4 Weeks | 65 | LB | 14 | 7.5 | 9.75 | 3 Year | YES
807-0021 | E807 35'Cd/230V/1Ph/cCSAus | E807 35'Cd/230V/1Ph/cCSAus | https://www.zoellerpumps.com/en-us/products/grinder-pumps/residential/803-805-807 | EA | 2000 |  | 53514405502 | 4 Weeks | 65 | LB | 14 | 7.5 | 9.75 | 3 Year | YES
807-0022 | E807 25'Cd/230V/1Ph/cCSAus | E807 25'Cd/230V/1Ph/cCSAus | https://www.zoellerpumps.com/en-us/products/grinder-pumps/residential/803-805-807 | EA | 1950 |  | 53514439224 | 4 Weeks | 65 | LB | 14 | 7.5 | 9.75 | 3 Year | YES
810-0004 | E810 230V/1Ph/1Hp/PC Grinder/cCSAus/CSANSF/ANSI 46 | E810 230V/1Ph/1Hp/PC Grinder/cCSAus | https://www.zoellerpumps.com/en-us/products/grinder-pumps/progressing-cavity/810-815 | EA | 2383 |  | 53514184896 | IN STOCK | 88 | LB | 24.75 | 12 | 15 | 2 Year | NO
810-0007 | E810 25'Cd/230V/1Ph/1Hp/PC Grinder/cCSAus/CSA NSF/ANSI 46 | E810 25'Cd/230V/1Ph/1Hp/PC Grinder/cCSAus | https://www.zoellerpumps.com/en-us/products/grinder-pumps/progressing-cavity/810-815 | EA | 3150 |  | 53514203924 | 4 Weeks | 88 | LB | 24.75 | 12 | 15 | 2 Year | NO
810-0008 | E810 50' Cord/230V/1Ph/1Hp/PC Grinder/cCSAus/CSA NSF/ANSI 46 | E810 50' Cord/230V/1Ph/1Hp/PC Grinder/cCSAus | https://www.zoellerpumps.com/en-us/products/grinder-pumps/progressing-cavity/810-815 | EA | 3240 |  | 53514224561 | 4 Weeks | 88 | LB | 24.75 | 12 | 15 | 2 Year | NO
810-0009 | E810 35' Cord/230V/1Ph/1Hp/PC Grinder/cCSAus/CSA NSF/ANSI 46 | E810 35' Cord/230V/1Ph/1Hp/PC Grinder/cCSAus | https://www.zoellerpumps.com/en-us/products/grinder-pumps/progressing-cavity/810-815 | EA | 3200 |  | 53514249199 | 4 Weeks | 88 | LB | 24.75 | 12 | 15 | 2 Year | NO
81-0001 | M81 115V/1Ph/cCSAus | M81 115V/1Ph/cCSAus | https://www.zoellerpumps.com/en-us/products/utility-pedestal/80-series | EA | 328 |  | 53514024666 | 4 Weeks | 15 | LB | 35.75 | 9.25 | 10.75 | 2 Year | NO
810-0010 | RE810 230V/1Ph/1Hp/Manual Run/PC Grinder/cCSAus/CSA NSF/ANSI 46 | RE810 230V/1Ph/1Hp/Manual Run/PC Grinder/cCSAus | https://www.zoellerpumps.com/en-us/products/grinder-pumps/progressing-cavity/810-815 | EA | 3310 |  | 53514337117 | 4 Weeks | 88 | LB | 24.75 | 12 | 15 | 2 Year | NO
810-0011 | RWD810 230V/1Ph/1Hp/Manual Run/PC Grinder/cCSAus/CSA NSF/ANSI 46 | RWD810 230V/1Ph/1Hp/Manual Run/PC Grinder/cCSAus/CSA NSF/ANSI 46 | https://www.zoellerpumps.com/en-us/products/grinder-pumps/progressing-cavity/810-815 | EA | 3630 |  | 53514368968 | 4 Weeks | 88 | LB | 24.75 | 12 | 15 | 2 Year | NO
815-0004 | E815 230V/1Ph/2Hp/PC Grinder/cCSAus/CSANSF/ANSI 46 | E815 230V/1Ph/2Hp/PC Grinder/cCSAus | https://www.zoellerpumps.com/en-us/products/grinder-pumps/progressing-cavity/810-815 | EA | 2633 |  | 53514184919 | IN STOCK | 91 | LB | 24.75 | 12 | 15 | 2 Year | NO
815-0006 | E815 35'Cd/230V/1Ph/2Hp/PC Grinder/cCSAus/CSA NSF/ANSI 46 | E815 35'Cd/230V/1Ph/2Hp/PC Grinder/cCSAus | https://www.zoellerpumps.com/en-us/products/grinder-pumps/progressing-cavity/810-815 | EA | 3520 |  | 53514192471 | 4 Weeks | 92 | LB | 24.75 | 12 | 15 | 2 Year | NO
815-0008 | E815 50'Cd/230V/1Ph/2Hp/PC Grinder/cCSAus/CSA NSF/ANSI 46 | E815 50'Cd/230V/1Ph/2Hp/PC Grinder/cCSAus | https://www.zoellerpumps.com/en-us/products/grinder-pumps/progressing-cavity/810-815 | EA | 3570 |  | 53514207038 | 4 Weeks | 94 | LB | 24.75 | 12 | 15 | 2 Year | NO
815-0012 | E815 25'Cd/230V/1Ph/2Hp/PC Grinder/cCSAus/CSA NSF/ANSI 46 | E815 25'Cd/230V/1Ph/2Hp/PC Grinder/cCSAus | https://www.zoellerpumps.com/en-us/products/grinder-pumps/progressing-cavity/810-815 | EA | 2723 |  | 53514355371 | 4 Weeks | 91 | LB | 24.75 | 12 | 15 | 2 Year | NO
815-0013 | RWD815 230V/1Ph/2Hp/Manual Run/PC Grinder/cCSAus/CSA NSF/ANSI 46 | RWD815 230V/1Ph/2Hp/Manual Run/PC Grinder/cCSAus/CSA NSF/ANSI 46 | https://www.zoellerpumps.com/en-us/products/grinder-pumps/progressing-cavity/810-815 | EA | 3910 |  | 53514362379 | 4 Weeks | 91 | LB | 24.75 | 12 | 15 | 2 Year | NO
815-0017 | RWH815 200-208V/1Ph/2Hp/Manual Run/PC Grinder/cCSAus/CSA NSF/ANSI 46 | RWH815 200-208V/1Ph/2Hp/Manual Run/PC Grinder/cCSAus/CSA NSF/ANSI 46 | https://www.zoellerpumps.com/en-us/products/grinder-pumps/progressing-cavity/810-815 | EA | 3880 |  | 53514468682 | 4 Weeks | 91 | LB | 91 | 0 | 0 | 2 Year | NO
818-0002 | N818 115V/1Ph/60Hz/Na/CSA | N818 115V/1Ph/60Hz/Na/CSA | https://www.zoellerpumps.com/en-us/products/grinder-pumps/residential/818-819-820 | EA | 2256 |  | 53514402068 | IN STOCK | 88 | LB | 21.25 | 11.75 | 14.75 | 3 Year | YES
818-0004 | E818 230V/1Ph/60Hz/Na/cCSAus | E818 230V/1Ph/60Hz/Na/cCSAus | https://www.zoellerpumps.com/en-us/products/grinder-pumps/residential/818-819-820 | EA | 2256 |  | 53514402075 | 4 Weeks | 88 | LB | 21.25 | 11.75 | 14.75 | 3 Year | YES
818-0005 | I818 200-208V/1Ph/60Hz/Na/cCSAus | I818 200-208V/1Ph/60Hz/Na/cCSAus | https://www.zoellerpumps.com/en-us/products/grinder-pumps/residential/818-819-820 | EA | 2510 |  | 53514402082 | 4 Weeks | 88 | LB | 21.25 | 11.75 | 14.75 | 3 Year | YES
818-0006 | WM818 115V/1Ph/60Hz/Auto/CSA | WM818 115V/1Ph/60Hz/Auto/CSA | https://www.zoellerpumps.com/en-us/products/grinder-pumps/residential/818-819-820 | EA | 2820 |  | 53514402099 | 4 Weeks | 88 | LB | 21.25 | 11.75 | 14.75 | 3 Year | YES
818-0007 | WD818 230V/1Ph/60Hz/Auto/cCSAus | WD818 230V/1Ph/60Hz/Auto/cCSAus | https://www.zoellerpumps.com/en-us/products/grinder-pumps/residential/818-819-820 | EA | 2730 |  | 53514402105 | 4 Weeks | 88 | LB | 21.25 | 11.75 | 14.75 | 3 Year | YES
818-0008 | WH818 200-208V/1Ph/60Hz/Auto/cCSAus | WH818 200-208V/1Ph/60Hz/Auto/cCSAus | https://www.zoellerpumps.com/en-us/products/grinder-pumps/residential/818-819-820 | EA | 2790 |  | 53514402112 | 4 Weeks | 88 | LB | 21.25 | 11.75 | 14.75 | 3 Year | YES
818-0009 | BN818 115V/1Ph/60Hz/20'Pb/CSA | BN818 115V/1Ph/60Hz/20'Pb/CSA | https://www.zoellerpumps.com/en-us/products/grinder-pumps/residential/818-819-820 | EA | 2840 |  | 53514404499 | 4 Weeks | 88 | LB | 21.25 | 11.75 | 14.75 | 3 Year | YES
818-0010 | BE818 230V/1Ph/60Hz/20'Pb/cCSAus | BE818 230V/1Ph/60Hz/20'Pb/cCSAus | https://www.zoellerpumps.com/en-us/products/grinder-pumps/residential/818-819-820 | EA | 2660 |  | 53514404512 | 4 Weeks | 88 | LB | 21.25 | 11.75 | 14.75 | 3 Year | YES
818-0017 | J818 200-208V/3Ph/60Hz/Na/cCSAus | J818 200-208V/3Ph/60Hz/Na/cCSAus | https://www.zoellerpumps.com/en-us/products/grinder-pumps/residential/818-819-820 | EA | 2550 |  | 53514413101 | 4 Weeks | 88 | LB | 21.25 | 11.75 | 14.75 | 3 Year | YES
818-0018 | F818 230V/3Ph/60Hz/Na/cCSAus | F818 230V/3Ph/60Hz/Na/cCSAus | https://www.zoellerpumps.com/en-us/products/grinder-pumps/residential/818-819-820 | EA | 2570 |  | 53514413125 | 4 Weeks | 88 | LB | 21.25 | 11.75 | 14.75 | 3 Year | YES
818-0020 | G818 460V/3Ph/60Hz/Na/cCSAus | G818 460V/3Ph/60Hz/Na/cCSAus | https://www.zoellerpumps.com/en-us/products/grinder-pumps/residential/818-819-820 | EA | 2560 |  | 53514413187 | 4 Weeks | 88 | LB | 21.25 | 11.75 | 14.75 | 3 Year | YES
818-0021 | BA818 575V/3Ph/60Hz/Na/cCSAus | BA818 575V/3Ph/60Hz/Na/cCSAus | https://www.zoellerpumps.com/en-us/products/grinder-pumps/residential/818-819-820 | EA | 2580 |  | 53514413200 | 6 Weeks | 88 | LB | 21.25 | 11.75 | 14.75 | 3 Year | YES
818-0022 | N818 50'Cd/115V/1Ph/60Hz/Na/CSA | N818 50'Cd/115V/1Ph/60Hz/Na/CSA | https://www.zoellerpumps.com/en-us/products/grinder-pumps/residential/818-819-820 | EA | 2980 |  | 53514413873 | 4 Weeks | 88 | LB | 21.25 | 11.75 | 14.75 | 3 Year | YES
818-0023 | E818 50'Cd/230V/1Ph/60Hz/Na/CSA | E818 50'Cd/230V/1Ph/60Hz/Na/CSA | https://www.zoellerpumps.com/en-us/products/grinder-pumps/residential/818-819-820 | EA | 2720 |  | 53514413897 | 4 Weeks | 88 | LB | 21.25 | 11.75 | 14.75 | 3 Year | YES
818-0024 | I818 50'Cd/200-208V/1Ph/60Hz/Na/cCSAus | I818 50'Cd/200-208V/1Ph/60Hz/Na/cCSAus | https://www.zoellerpumps.com/en-us/products/grinder-pumps/residential/818-819-820 | EA | 2650 |  | 53514422592 | 4 Weeks | 88 | LB | 21.25 | 11.75 | 14.75 | 3 Year | YES
818-0035 | J818 50'Cd/200-208V/3Ph/60Hz/Na | J818 50'Cd/200-208V/3Ph/60Hz/Na/cCSAus | https://www.zoellerpumps.com/en-us/products/grinder-pumps/residential/818-819-820 | EA | 2710 |  | 53514427276 | 4 Weeks | 88 | LB | 21.25 | 11.75 | 14.75 | 3 Year | YES
818-0036 | F818 50'Cd/230V/3Ph/60Hz/Na/cCSAus | F818 50'Cd/230V/3Ph/60Hz/Na/cCSAus | https://www.zoellerpumps.com/en-us/products/grinder-pumps/residential/818-819-820 | EA | 2730 |  | 53514427313 | 4 Weeks | 88 | LB | 21.25 | 11.75 | 14.75 | 3 Year | YES
818-0037 | G818 50'Cd/460V/3Ph/60Hz/Na/cCSAus | G818 50'Cd/460V/3Ph/60Hz/Na/cCSAus | https://www.zoellerpumps.com/en-us/products/grinder-pumps/residential/818-819-820 | EA | 2730 |  | 53514427344 | 4 Weeks | 88 | LB | 21.25 | 11.75 | 14.75 | 3 Year | YES
818-0038 | BA818 50'Cd/575V/3Ph/60Hz/Na/cCSAus | BA818 50'Cd/575V/3Ph/60Hz/Na/cCSAus | https://www.zoellerpumps.com/en-us/products/grinder-pumps/residential/818-819-820 | EA | 2740 |  | 53514427368 | 6 Weeks | 88 | LB | 21.25 | 11.75 | 14.75 | 3 Year | YES
818-0039 | I818 35'Cd/200-208V/1Ph/60Hz/Na/cCSAus | I818 35'Cd/200-208V/1Ph/60Hz/Na/cCSAus | https://www.zoellerpumps.com/en-us/products/grinder-pumps/residential/818-819-820 | EA | 2600 |  | 53514429751 | 4 Weeks | 88 | LB | 21.25 | 11.75 | 14.75 | 3 Year | YES
818-0042 | N818 35'Cd/115V/1Ph/60Hz/Na/CSA | N818 35'Cd/115V/1Ph/60Hz/Na/CSA | https://www.zoellerpumps.com/en-us/products/grinder-pumps/residential/818-819-820 | EA | 2880 |  | 53514439026 | 4 Weeks | 88 | LB | 21.25 | 11.75 | 14.75 | 3 Year | YES
818-0043 | N818 25'Cd/115V/1Ph/60Hz/Na/CSA | N818 25'Cd/115V/1Ph/60Hz/Na/CSA | https://www.zoellerpumps.com/en-us/products/grinder-pumps/residential/818-819-820 | EA | 2820 |  | 53514445683 | 4 Weeks | 88 | LB | 21.25 | 11.75 | 14.75 | 3 Year | YES
818-0044 | I818 25'Cd/200-208V/1Ph/60Hz/Na/cCSAus | I818 25'Cd/200-208V/1Ph/60Hz/Na/cCSAus | https://www.zoellerpumps.com/en-us/products/grinder-pumps/residential/818-819-820 | EA | 2570 |  | 53514447236 | 4 Weeks | 88 | LB | 21.25 | 11.75 | 14.75 | 3 Year | YES
818-0045 | WH818 50'Cd/200-208V/1Ph/60Hz/Auto/cCSAus | WH818 50'Cd/200-208V/1Ph/60Hz/Auto/cCSAus | https://www.zoellerpumps.com/en-us/products/grinder-pumps/residential/818-819-820 | EA | 2920 |  | 53514450847 | 4 Weeks | 88 | LB | 21.25 | 11.75 | 14.75 | 3 Year | YES
818-0046 | E818 35'Cd/230V/1Ph/60Hz/Na/CSA | E818 35'Cd/230V/1Ph/60Hz/Na/CSA | https://www.zoellerpumps.com/en-us/products/grinder-pumps/residential/818-819-820 | EA | 2670 |  | 53514455743 | 4 Weeks | 88 | LB | 21.25 | 11.75 | 14.75 | 3 Year | YES
818-0047 | J818 25'Cd/200-208V/3Ph/60Hz/Na | J818 25'Cd/200-208V/3Ph/60Hz/Na | https://www.zoellerpumps.com/en-us/products/grinder-pumps/residential/818-819-820 | EA | 2570 |  | 53514460785 | 4 Weeks | 88 | LB | 21.25 | 11.75 | 14.75 | 3 Year | YES
818-0048 | G818 25'Cd/460V/3Ph/60Hz/Na/cCSAus |  |  | EA | 2630 |  | 53514494650 | 4 Weeks | 88 | LB | 21.25 | 11.75 | 14.75 | 3 Year | YES
819-0004 | E819 230V/1Ph/60Hz/Na/cCSAus | E819 230V/1Ph/60Hz/Na/cCSAus | https://www.zoellerpumps.com/en-us/products/grinder-pumps/residential/818-819-820 | EA | 2820 |  | 53514402129 | 4 Weeks | 88 | LB | 21.25 | 11.75 | 14.75 | 3 Year | YES
819-0005 | I819 200-208V/1Ph/60Hz/Na/cCSAus | I819 200-208V/1Ph/60Hz/Na/cCSAus | https://www.zoellerpumps.com/en-us/products/grinder-pumps/residential/818-819-820 | EA | 2660 |  | 53514402136 | 4 Weeks | 88 | LB | 21.25 | 11.75 | 14.75 | 3 Year | YES
819-0006 | WD819 230V/1Ph/60Hz/Auto/cCSAus | WD819 230V/1Ph/60Hz/Auto/cCSAus | https://www.zoellerpumps.com/en-us/products/grinder-pumps/residential/818-819-820 | EA | 2980 |  | 53514402143 | 4 Weeks | 88 | LB | 21.25 | 11.75 | 14.75 | 3 Year | YES
819-0007 | WH819 200-208V/1Ph/60Hz/Auto/cCSAus | WH819 200-208V/1Ph/60Hz/Auto/cCSAus | https://www.zoellerpumps.com/en-us/products/grinder-pumps/residential/818-819-820 | EA | 2990 |  | 53514402150 | 5 Weeks | 88 | LB | 21.25 | 11.75 | 14.75 | 3 Year | YES
819-0008 | BE819 230V/1Ph/60Hz/20'Pb/cCSAus | BE819 230V/1Ph/60Hz/20'Pb/cCSAus | https://www.zoellerpumps.com/en-us/products/grinder-pumps/residential/818-819-820 | EA | 3010 |  | 53514404536 | 4 Weeks | 88 | LB | 21.25 | 11.75 | 14.75 | 3 Year | YES
819-0013 | J819 200-208V/3Ph/60Hz/Na/cCSAus | J819 200-208V/3Ph/60Hz/Na/cCSAus | https://www.zoellerpumps.com/en-us/products/grinder-pumps/residential/818-819-820 | EA | 2680 |  | 53514413224 | 4 Weeks | 88 | LB | 21.25 | 11.75 | 14.75 | 3 Year | YES
819-0014 | F819 230V/3Ph/60Hz/Na/cCSAus | F819 230V/3Ph/60Hz/Na/cCSAus | https://www.zoellerpumps.com/en-us/products/grinder-pumps/residential/818-819-820 | EA | 2680 |  | 53514413248 | 4 Weeks | 88 | LB | 21.25 | 11.75 | 14.75 | 3 Year | YES
819-0016 | G819 460V/3Ph/60Hz/Na/cCSAus | G819 460V/3Ph/60Hz/Na/cCSAus | https://www.zoellerpumps.com/en-us/products/grinder-pumps/residential/818-819-820 | EA | 2680 |  | 53514413286 | 4 Weeks | 88 | LB | 21.25 | 11.75 | 14.75 | 3 Year | YES
819-0017 | BA819 575V/3Ph/60Hz/Na/cCSAus | BA819 575V/3Ph/60Hz/Na/cCSAus | https://www.zoellerpumps.com/en-us/products/grinder-pumps/residential/818-819-820 | EA | 2830 |  | 53514413309 | 6 Weeks | 88 | LB | 21.25 | 11.75 | 14.75 | 3 Year | YES
819-0018 | I819 50'Cd/200-208V/1Ph/60Hz/Na/cCSAus | I819 50'Cd/200-208V/1Ph/60Hz/Na/cCSAus | https://www.zoellerpumps.com/en-us/products/grinder-pumps/residential/818-819-820 | EA | 2800 |  | 53514422615 | 4 Weeks | 88 | LB | 21.25 | 11.75 | 14.75 | 3 Year | YES
819-0019 | E819 50'Cd/230V/1Ph/60Hz/Na/cCSAus | E819 50'Cd/230V/1Ph/60Hz/Na/cCSAus | https://www.zoellerpumps.com/en-us/products/grinder-pumps/residential/818-819-820 | EA | 2960 |  | 53514422639 | 4 Weeks | 88 | LB | 21.25 | 11.75 | 14.75 | 3 Year | YES
819-0032 | WD819 25'Cd/230V/1Ph/60Hz/Auto/cCSAus | WD819 25'Cd/230V/1Ph/60Hz/Auto/cCSAus | https://www.zoellerpumps.com/en-us/products/grinder-pumps/residential/818-819-820 | EA | 3040 |  | 53514436360 | 4 Weeks | 88 | LB | 21.25 | 11.75 | 14.75 | 3 Year | YES
819-0033 | J819 50'Cd/200-208V/3Ph/60Hz/Na/cCSAus | J819 50'Cd/200-208V/3Ph/60Hz/Na/cCSAus | https://www.zoellerpumps.com/en-us/products/grinder-pumps/residential/818-819-820 | EA | 2730 |  | 53514438173 | 4 Weeks | 88 | LB | 21.25 | 11.75 | 14.75 | 3 Year | YES
819-0034 | G819 50'Cd/460V/3Ph/60Hz/Na/cCSAus | G819 50'Cd/460V/3Ph/60Hz/Na/cCSAus | https://www.zoellerpumps.com/en-us/products/grinder-pumps/residential/818-819-820 | EA | 2840 |  | 53514438159 | 4 Weeks | 88 | LB | 21.25 | 11.75 | 14.75 | 3 Year | YES
819-0035 | F819 50'Cd/230V/3Ph/60Hz/Na/cCSAus | F819 50'Cd/230V/3Ph/60Hz/Na/cCSAus | https://www.zoellerpumps.com/en-us/products/grinder-pumps/residential/818-819-820 | EA | 2840 |  | 53514438180 | 4 Weeks | 88 | LB | 21.25 | 11.75 | 14.75 | 3 Year | YES
819-0036 | WH819 25'Cd/200-208V/1Ph/60Hz/Auto/cCSAus | WH819 25'Cd/200-208V/1Ph/60Hz/Auto/cCSAus | https://www.zoellerpumps.com/en-us/products/grinder-pumps/residential/818-819-820 | EA | 3010 |  | 53514455491 | 4 Weeks | 88 | LB | 21.25 | 11.75 | 14.75 | 3 Year | YES
819-0037 | I819 35'Cd/200-208V/1Ph/60Hz/Na/cCSAus | I819 35'Cd/200-208V/1Ph/60Hz/Na/cCSAus | https://www.zoellerpumps.com/en-us/products/grinder-pumps/residential/818-819-820 | EA | 2750 |  | 53514455880 | 4 Weeks | 88 | LB | 21.25 | 11.75 | 14.75 | 3 Year | YES
819-0038 | G819 35'Cd/460V/3Ph/60Hz/Na/cCSAus | G819 35'Cd/460V/3Ph/60Hz/Na/cCSAus | https://www.zoellerpumps.com/en-us/products/grinder-pumps/residential/818-819-820 | EA | 2800 |  | 53514465902 | 4 Weeks | 88 | LB | 21.25 | 11.75 | 14.75 | 3 Year | YES
819-0039 | J819 25'Cd/200-208V/3Ph/60Hz/Na/cCSAus | J819 25'Cd/200-208V/3Ph/60Hz/Na/cCSAus | https://www.zoellerpumps.com/en-us/products/grinder-pumps/residential/818-819-820 | EA | 2790 |  | 53514486198 | 4 Weeks | 88 | LB | 88 | 0 | 0 | 3 Year | NO
820-0004 | E820 230V/1Ph/60Hz/Na/cCSAus | E820 230V/1Ph/60Hz/Na/cCSAus/UL | https://www.zoellerpumps.com/en-us/products/grinder-pumps/residential/818-819-820 | EA | 2553 |  | 53514068141 | IN STOCK | 88 | LB | 21.25 | 11.75 | 14.75 | 3 Year | YES
820-0005 | WH820 200V/1Ph/60Hz/Auto/cCSAus | WH820 200V/1Ph/60Hz/Auto/cCSAus/UL | https://www.zoellerpumps.com/en-us/products/grinder-pumps/residential/818-819-820 | EA | 2970 |  | 53514068158 | 5 Weeks | 89 | LB | 21.25 | 11.75 | 14.75 | 3 Year | YES
820-0006 | I820 200-208V/1Ph/60Hz/Na/cCSAus | I820 200-208V/1Ph/60Hz/Na/cCSAus/UL | https://www.zoellerpumps.com/en-us/products/grinder-pumps/residential/818-819-820 | EA | 2710 |  | 53514068165 | 4 Weeks | 88 | LB | 21.25 | 11.75 | 14.75 | 3 Year | YES
820-0007 | J820 200-208V/3Ph/60H/cCSAus | J820 200-208V/3Ph/60H/cCSAus | https://www.zoellerpumps.com/en-us/products/grinder-pumps/residential/818-819-820 | EA | 2930 |  | 53514068172 | 4 Weeks | 81 | LB | 0 | 0 | 0 | 3 Year | YES
820-0008 | F820 230V/3Ph/60Hz/cCSAus | F820 230V/3Ph/60Hz/cCSAus | https://www.zoellerpumps.com/en-us/products/grinder-pumps/residential/818-819-820 | EA | 2940 |  | 53514068189 | 4 Weeks | 81 | LB | 0 | 0 | 0 | 3 Year | YES
820-0009 | G820 460V/3Ph/60Hz/cCSAus | G820 460V/3Ph/60Hz/cCSAus | https://www.zoellerpumps.com/en-us/products/grinder-pumps/residential/818-819-820 | EA | 2940 |  | 53514068196 | 4 Weeks | 81 | LB | 0 | 0 | 0 | 3 Year | YES
82-0001 | M82 115V/1Ph/cCSAus | M82 115V/1Ph/cCSAus | https://www.zoellerpumps.com/en-us/products/grinder-pumps/residential/818-819-820 | EA | 575 |  | 53514024680 | 4 Weeks | 19 | LB | 35.75 | 9.25 | 10.75 | 2 Year | YES
820-0010 | BA820 575V/3Ph/60Hz/cCSAus | BA820 575V/3Ph/60Hz/cCSAus | https://www.zoellerpumps.com/en-us/products/grinder-pumps/residential/818-819-820 | EA | 2980 |  | 53514068202 | 6 Weeks | 81 | LB | 21.25 | 11.75 | 14.75 | 3 Year | YES
820-0011 | WD820 230V/1Ph/cCSAus | WD820 230V/1Ph/cCSAus | https://www.zoellerpumps.com/en-us/products/grinder-pumps/residential/818-819-820 | EA | 2647 |  | 53514068974 | IN STOCK | 89 | LB | 21.25 | 11.75 | 14.75 | 3 Year | YES
820-0012 | WD820 25'Cd/230V/1Ph/60Hz/cCSAus | WD820 25'Cd/230V/1Ph/60Hz/cCSAus | https://www.zoellerpumps.com/en-us/products/grinder-pumps/residential/818-819-820 | EA | 3060 |  | 53514088460 | 4 Weeks | 89 | LB | 21.25 | 11.75 | 14.75 | 3 Year | YES
820-0015 | E820 35'Cd/1Ph/60Hz/Na/cCSAus | E820 35'Cd/1Ph/60Hz/Na/cCSAus | https://www.zoellerpumps.com/en-us/products/grinder-pumps/residential/818-819-820 | EA | 2940 |  | 53514104788 | 4 Weeks | 91 | LB | 21.25 | 11.75 | 14.75 | 3 Year | YES
820-0018 | I820 50'Cd/200-208V/1Ph/cCSAus | I820 50'Cd/200-208V/1Ph/cCSAus | https://www.zoellerpumps.com/en-us/products/grinder-pumps/residential/818-819-820 | EA | 3110 |  | 53514139292 | 4 Weeks | 93 | LB | 21.25 | 11.75 | 14.75 | 3 Year | YES
820-0019 | WD820 50'Cd/230V/1Ph/cCSAus | WD820 50'Cd/230V/1Ph/cCSAus | https://www.zoellerpumps.com/en-us/products/grinder-pumps/residential/818-819-820 | EA | 3160 |  | 53514145798 | 4 Weeks | 94 | LB | 21.25 | 11.75 | 14.75 | 3 Year | YES
820-0020 | E820 25'Cd/1Ph/Na/cCSAus | E820 25'Cd/1Ph/Na/cCSAus | https://www.zoellerpumps.com/en-us/products/grinder-pumps/residential/818-819-820 | EA | 2900 |  | 53514149598 | 4 Weeks | 89 | LB | 21.25 | 11.75 | 14.75 | 3 Year | YES
820-0022 | WH820 25'Cd/200V/1Ph/60Hz/Auto/cCSAus | WH820 25'Cd/200V/1Ph/60Hz/Auto/cCSAus | https://www.zoellerpumps.com/en-us/products/grinder-pumps/residential/818-819-820 | EA | 2990 |  | 53514151669 | 4 Weeks | 90 | LB | 21.25 | 11.75 | 14.75 | 3 Year | YES
820-0023 | E820 50'Cd/230V/1Ph/cCSAus | E820 50'Cd/230V/1Ph/cCSAus | https://www.zoellerpumps.com/en-us/products/grinder-pumps/residential/818-819-820 | EA | 3000 |  | 53514152239 | 4 Weeks | 93 | LB | 21.25 | 11.75 | 14.75 | 3 Year | YES
820-0024 | WH820 35'Cd/200V/1Ph/Auto/cCSAus | WH820 35'Cd/200V/1Ph/Auto/cCSAus | https://www.zoellerpumps.com/en-us/products/grinder-pumps/residential/818-819-820 | EA | 3020 |  | 53514152789 | 4 Weeks | 92 | LB | 21.25 | 11.75 | 14.75 | 3 Year | YES
820-0025 | WD820 35'Cd/230V/1Ph/cCSAus | WD820 35'Cd/230V/1Ph/cCSAus | https://www.zoellerpumps.com/en-us/products/grinder-pumps/residential/818-819-820 | EA | 2797 |  | 53514182625 | 4 Weeks | 92 | LB | 21.25 | 11.75 | 14.75 | 3 Year | YES
820-0029 | I820 35'Cd/200-208V/1Ph/cCSAus | I820 35'Cd/200-208V/1Ph/cCSAus | https://www.zoellerpumps.com/en-us/products/grinder-pumps/residential/818-819-820 | EA | 2870 |  | 53514230593 | 4 Weeks | 93 | LB | 21.25 | 11.75 | 14.75 | 3 Year | YES
820-0045 | J820 50'Cd/200-208V/3Ph/60H/cCSAus | J820 50'Cd/200-208V/3Ph/60H/cCSAus | https://www.zoellerpumps.com/en-us/products/grinder-pumps/residential/818-819-820 | EA | 3220 |  | 53514427405 | 4 Weeks | 81 | LB | 0 | 0 | 0 | 3 Year | YES
820-0046 | F820 50'Cd/230V/3Ph/60Hz/cCSAus | F820 50'Cd/230V/3Ph/60Hz/cCSAus | https://www.zoellerpumps.com/en-us/products/grinder-pumps/residential/818-819-820 | EA | 3220 |  | 53514427450 | 4 Weeks | 81 | LB | 0 | 0 | 0 | 3 Year | YES
820-0047 | G820 50'Cd/460V/3Ph/60Hz/cCSAus | G820 50'Cd/460V/3Ph/60Hz/cCSAus | https://www.zoellerpumps.com/en-us/products/grinder-pumps/residential/818-819-820 | EA | 3220 |  | 53514427498 | 4 Weeks | 81 | LB | 0 | 0 | 0 | 3 Year | YES
820-0048 | BA820 50'Cd/575V/3Ph/60Hz/cCSAus | BA820 50'Cd/575V/3Ph/60Hz/cCSAus | https://www.zoellerpumps.com/en-us/products/grinder-pumps/residential/818-819-820 | EA | 3220 |  | 53514427504 | 6 Weeks | 81 | LB | 0 | 0 | 0 | 3 Year | YES
820-0051 | I820 25'Cd/200-208V/1Ph/cCSAus | I820 25'Cd/200-208V/1Ph/cCSAus | https://www.zoellerpumps.com/en-us/products/grinder-pumps/residential/818-819-820 | EA | 2820 |  | 53514467326 | 4 Weeks | 93 | LB | 21.25 | 11.75 | 14.75 | 3 Year | YES
820-0055 | J820 35'Cd/200-208V/3Ph/60H/cCSAus |  |  | EA | 2788 |  | 53514509736 | 4 Weeks | 88 | LB | 21.25 | 11.75 | 14.75 | 3 Year | YES
840-0004 | E840 230V/1Ph/2Hp/cCSAus | E840 230V/1Ph/2Hp/UL/cCSAus | https://www.zoellerpumps.com/en-us/products/grinder-pumps/commercial/840 | EA | 3564 |  | 53514046248 | IN STOCK | 137 | LB | 24.75 | 12 | 15 | 1 Year | NO
840-0005 | I840 200-208V/1Ph/2Hp/cCSAus | I840 200-208V/1Ph/2Hp/UL/cCSAus | https://www.zoellerpumps.com/en-us/products/grinder-pumps/commercial/840 | EA | 3564 |  | 53514046255 | IN STOCK | 137 | LB | 24.75 | 12 | 15 | 1 Year | NO
840-0006 | F840 230V/3Ph/2Hp/cCSAus | F840 230V/3Ph/2Hp/UL/cCSAus | https://www.zoellerpumps.com/en-us/products/grinder-pumps/commercial/840 | EA | 4300 |  | 53514046262 | 4 Weeks | 132 | LB | 24.75 | 12 | 15 | 1 Year | NO
840-0007 | J840 200-208V/3Ph/2Hp/cCSAus | J840 200-208V/3Ph/2Hp/UL/cCSAus | https://www.zoellerpumps.com/en-us/products/grinder-pumps/commercial/840 | EA | 3482 |  | 53514046279 | IN STOCK | 132 | LB | 24.75 | 12 | 15 | 1 Year | NO
840-0008 | G840 460V/3Ph/2Hp/cCSAus | G840 460V/3Ph/2Hp/UL/cCSAus | https://www.zoellerpumps.com/en-us/products/grinder-pumps/commercial/840 | EA | 3482 |  | 53514046286 | IN STOCK | 132 | LB | 24.75 | 12 | 15 | 1 Year | NO
840-0009 | BA840 575V/3Ph/2Hp/cCSAus | BA840 575V/3Ph/2Hp/cCSAus | https://www.zoellerpumps.com/en-us/products/grinder-pumps/commercial/840 | EA | 4100 |  | 53514046293 | 6 Weeks | 132 | LB | 24.75 | 12 | 15 | 1 Year | NO
84-0001 | M84 115V/1Ph/cCSAus/.5 Hp/Cast Iron | M84 115V/1Ph/cCSAus/.5 Hp/Cast Iron | https://www.zoellerpumps.com/en-us/products/grinder-pumps/commercial/840 | EA | 710 |  | 53514127282 | 4 Weeks | 22.5 | LB | 35.75 | 9.25 | 10.75 | 2 Year | NO
840-0027 | J840 200-208/3P/2Hp/cCSAus/Hydromatic Rail | J840 200-208/3P/2Hp/UL/cCSAus/Hydromatic Rail | https://www.zoellerpumps.com/en-us/products/grinder-pumps/commercial/840 | EA | 4340 |  | 53514063085 | 4 Weeks | 132 | LB | 24.75 | 12 | 15 | 1 Year | NO
840-0029 | E840 35'Cds/230V/1Ph/cCSAus | E840 35'Cds/230V/1Ph/UL/cCSAus | https://www.zoellerpumps.com/en-us/products/grinder-pumps/commercial/840 | EA | 4400 |  | 53514069025 | 4 Weeks | 140 | LB | 24.75 | 12 | 15 | 1 Year | NO
840-0031 | G840 460/3P/2Hp/Hydromatic Rail Sys/cCSAus | G840 460/3P/2Hp/Hydromatic Rail Sys/UL/cCSAus | https://www.zoellerpumps.com/en-us/products/grinder-pumps/commercial/840 | EA | 4400 |  | 53514070076 | 4 Weeks | 132 | LB | 24.75 | 12 | 15 | 1 Year | NO
840-0041 | F840 230V/3Ph/2Hp/Hydromatic Rail Sys/cCSAus | F840 230V/3Ph/2Hp/Hydromatic Rail Sys/UL/cCSAus | https://www.zoellerpumps.com/en-us/products/grinder-pumps/commercial/840 | EA | 4410 |  | 53514079253 | 4 Weeks | 132 | LB | 24.75 | 12 | 15 | 1 Year | NO
840-0043 | E840 50'Cds/230V/1Ph/cCSAus | E840 50'Cds/230V/1Ph/UL/cCSAus | https://www.zoellerpumps.com/en-us/products/grinder-pumps/commercial/840 | EA | 4560 |  | 53514082437 | 4 Weeks | 149 | LB | 24.75 | 12 | 15 | 1 Year | NO
840-0045 | J840 35'Cd/200-208V/3Ph/2Hp/cCSAus | J840 35'Cd/200-208V/3Ph/2Hp/UL/cCSAus | https://www.zoellerpumps.com/en-us/products/grinder-pumps/commercial/840 | EA | 4350 |  | 53514085889 | 4 Weeks | 141 | LB | 24.75 | 12 | 15 | 1 Year | NO
840-0047 | G840 50'Cd/460V/3Ph/2Hp/cCSAus | G840 50'Cd/460V/3Ph/2Hp/UL/cCSAus | https://www.zoellerpumps.com/en-us/products/grinder-pumps/commercial/840 | EA | 4550 |  | 53514091422 | 4 Weeks | 144 | LB | 24.75 | 12 | 15 | 1 Year | NO
840-0048 | F840 35'Cd/230V/3Ph/2Hp/cCSAus | F840 35'Cd/230V/3Ph/2Hp/UL/cCSAus | https://www.zoellerpumps.com/en-us/products/grinder-pumps/commercial/840 | EA | 4420 |  | 53514095475 | 4 Weeks | 140 | LB | 24.75 | 12 | 15 | 1 Year | NO
840-0049 | F840 50'Cd/230V/3Ph/2Hp/cCSAus | F840 50'Cd/230V/3Ph/2Hp/UL/cCSAus | https://www.zoellerpumps.com/en-us/products/grinder-pumps/commercial/840 | EA | 4560 |  | 53514100506 | 4 Weeks | 145 | LB | 24.75 | 12 | 15 | 1 Year | NO
840-0051 | E840 25'Cd/230V/1Ph/cCSAus | E840 25'Cd/230V/1Ph/UL/cCSAus | https://www.zoellerpumps.com/en-us/products/grinder-pumps/commercial/840 | EA | 4280 |  | 53514105457 | 6 Weeks | 139 | LB | 24.75 | 12 | 15 | 1 Year | NO
840-0055 | F840 25'Cd/230V/3Ph/2Hp/cCSAus | F840 25'Cd/230V/3Ph/2Hp/UL/cCSAus | https://www.zoellerpumps.com/en-us/products/grinder-pumps/commercial/840 | EA | 4320 |  | 53514144432 | 4 Weeks | 138 | LB | 24.75 | 12 | 15 | 1 Year | NO
840-0056 | J840 50'Cd/200-208V/3Ph/2Hp/cCSAus | J840 50'Cd/200-208V/3Ph/2Hp/UL/cCSAus | https://www.zoellerpumps.com/en-us/products/grinder-pumps/commercial/840 | EA | 4490 |  | 53514147495 | 4 Weeks | 145 | LB | 24.75 | 12 | 15 | 1 Year | NO
840-0058 | G840 35'Cd/460V/3Ph/2Hp/cCSAus | G840 35'Cd/460V/3Ph/2Hp/UL/cCSAus | https://www.zoellerpumps.com/en-us/products/grinder-pumps/commercial/840 | EA | 4410 |  | 53514153786 | 4 Weeks | 141 | LB | 24.75 | 12 | 15 | 1 Year | NO
840-0059 | J840 25'Cd/200-208V/3Ph/2Hp/cCSAus | J840 25'Cd/200-208V/3Ph/2Hp/UL/cCSAus | https://www.zoellerpumps.com/en-us/products/grinder-pumps/commercial/840 | EA | 4250 |  | 53514153915 | 4 Weeks | 144 | LB | 24.75 | 12 | 15 | 1 Year | NO
840-0060 | BA840 35'Cd/575V/3Ph/2Hp/cCSAus | BA840 35'Cd/575V/3Ph/2Hp/cCSAus |  | EA | 4220 |  | 53514154653 | 6 Weeks | 135 | LB | 24.75 | 12 | 15 | 1 Year | NO
840-0064 | EX840 230V/1Ph/2Hp/Ex Pr | EX840 230V/1Ph/2Hp/Ex Pr/cFMus/CSA | https://www.zoellerpumps.com/en-us/products/grinder-pumps/commercial/840 | EA | 6420 |  | 53514268435 | 6 Weeks | 155 | LB | 32 | 12 | 15 | 1 Year | NO
840-0065 | IX840 200-208V/1Ph/2Hp/Ex Pr | IX840 200-208V/1Ph/2Hp/Ex Pr/cFMus/CSA | https://www.zoellerpumps.com/en-us/products/grinder-pumps/commercial/840 | EA | 6370 |  | 53514268459 | 6 Weeks | 155 | LB | 32 | 12 | 15 | 1 Year | NO
840-0066 | JX840 200-208V/3Ph/2Hp/Ex Pr | JX840 200-208V/3Ph/2Hp/Ex Pr/cFMus/CSA | https://www.zoellerpumps.com/en-us/products/grinder-pumps/commercial/840 | EA | 6330 |  | 53514268497 | 6 Weeks | 151 | LB | 32 | 12 | 15 | 1 Year | NO
840-0067 | FX840 230V/3Ph/2Hp/Ex Pr | FX840 230V/3Ph/2Hp/Ex Pr/cFMus/CSA | https://www.zoellerpumps.com/en-us/products/grinder-pumps/commercial/840 | EA | 6380 |  | 53514268510 | 6 Weeks | 151 | LB | 32 | 12 | 15 | 1 Year | NO
840-0068 | GX840 460V/3Ph/2Hp/Ex Pr | GX840 460V/3Ph/2Hp/Ex Pr/cFMus/CSA | https://www.zoellerpumps.com/en-us/products/grinder-pumps/commercial/840 | EA | 6380 |  | 53514268534 | 6 Weeks | 151 | LB | 32 | 12 | 15 | 1 Year | NO
840-0069 | BAX840 575V/3Ph/2Hp/Ex Pr | BAX840 575V/3Ph/2Hp/Ex Pr |  | EA | 6210 |  | 53514268541 | 6 Weeks | 151 | LB | 32 | 12 | 15 | 1 Year | NO
840-0077 | EX840 35'Cd/230V/1Ph/2Hp/Ex Pr | EX840 35'Cd/230V/1Ph/2Hp/Ex Pr/cFMus/CSA | https://www.zoellerpumps.com/en-us/products/grinder-pumps/commercial/840 | EA | 6600 |  | 53514356767 | 6 Weeks | 155 | LB | 32 | 12 | 15 | 1 Year | NO
840-0078 | GX840 35'Cds/460V/3Ph/2Hp/Ex Pr | GX840 35'Cds/460V/3Ph/2Hp/Ex Pr/cFMus/CSA | https://www.zoellerpumps.com/en-us/products/grinder-pumps/commercial/840 | EA | 6510 |  | 53514358013 | 6 Weeks | 151 | LB | 32 | 12 | 15 | 1 Year | NO
840-0080 | JX840 50'Cd/200-208V/3Ph/2Hp/Ex Pr | JX840 50'Cd/200-208V/3Ph/2Hp/Ex Pr/cFMus/CSA | https://www.zoellerpumps.com/en-us/products/grinder-pumps/commercial/840 | EA | 6610 |  | 53514362676 | 6 Weeks | 151 | LB | 32 | 12 | 15 | 1 Year | NO
840-0081 | GX840 50'Cd/460V/3Ph/2Hp/Ex Pr | GX840 50'Cd/460V/3Ph/2Hp/Ex Pr/cFMus/CSA | https://www.zoellerpumps.com/en-us/products/grinder-pumps/commercial/840 | EA | 6660 |  | 53514365134 | 6 Weeks | 151 | LB | 32 | 12 | 15 | 1 Year | NO
840-0086 | EX840 25'Cd/230V/1Ph/2Hp/Ex Pr | EX840 25'Cd/230V/1Ph/2Hp/Ex Pr | https://www.zoellerpumps.com/en-us/products/grinder-pumps/commercial/840 | EA | 6480 |  | 53514469429 | 6 Weeks | 155 | LB | 32 | 12 | 15 | 1 Year | NO
840-0087 | FX840 25'Cd/230V/3Ph/2Hp/Ex Pr | FX840 25'Cd/230V/3Ph/2Hp/Ex Pr |  | EA | 6430 |  | 53514474805 | 6 Weeks | 151 | LB | 32 | 12 | 15 | 1 Year | NO
841-0004 | E841 230V/1Ph/2Hp/cCSAus | E841 230V/1Ph/2Hp/cCSAus | https://www.zoellerpumps.com/en-us/products/grinder-pumps/commercial/841-842 | EA | 4120 |  | 53514152284 | 4 Weeks | 137 | LB | 24.75 | 12 | 15 | 1 Year | NO
841-0005 | I841 200-208V/1Ph/2Hp/cCSAus | I841 200-208V/1Ph/2Hp/cCSAus | https://www.zoellerpumps.com/en-us/products/grinder-pumps/commercial/841-842 | EA | 4060 |  | 53514152321 | 4 Weeks | 137 | LB | 24.75 | 12 | 15 | 1 Year | NO
841-0006 | J841 200-208V/3Ph/2Hp/cCSAus | J841 200-208V/3Ph/2Hp/cCSAus | https://www.zoellerpumps.com/en-us/products/grinder-pumps/commercial/841-842 | EA | 3482 |  | 53514152338 | 4 Weeks | 132 | LB | 24.75 | 12 | 15 | 1 Year | NO
841-0007 | F841 230V/3Ph/2Hp/cCSAus | F841 230V/3Ph/2Hp/cCSAus | https://www.zoellerpumps.com/en-us/products/grinder-pumps/commercial/841-842 | EA | 4250 |  | 53514152345 | 4 Weeks | 132 | LB | 24.75 | 12 | 15 | 1 Year | NO
841-0008 | G841 460V/3Ph/2Hp/cCSAus | G841 460V/3Ph/2Hp/cCSAus | https://www.zoellerpumps.com/en-us/products/grinder-pumps/commercial/841-842 | EA | 3482 |  | 53514152369 | 4 Weeks | 132 | LB | 24.75 | 12 | 15 | 1 Year | NO
841-0009 | BA841 575V/3Ph/2Hp/cCSAus | BA841 575V/3Ph/2Hp/cCSAus |  | EA | 4050 |  | 53514152376 | 4 Weeks | 132 | LB | 24.75 | 12 | 15 | 1 Year | NO
841-0010 | J841 35'Cd/200-208V/3Ph/2Hp/cCSAus | J841 35'Cd/200-208V/3Ph/2Hp/cCSAus | https://www.zoellerpumps.com/en-us/products/grinder-pumps/commercial/841-842 | EA | 4300 |  | 53514161064 | 6 Weeks | 135 | LB | 24.75 | 12 | 15 | 1 Year | NO
841-0012 | J841 50'Cd/200-208V/3Ph/2Hp/cCSAus | J841 50'Cd/200-208V/3Ph/2Hp/cCSAus | https://www.zoellerpumps.com/en-us/products/grinder-pumps/commercial/841-842 | EA | 4440 |  | 53514170547 | 4 Weeks | 138 | LB | 24.75 | 12 | 15 | 1 Year | NO
841-0013 | E841 50'Cd/230V/1Ph/2Hp/cCSAus | E841 50'Cd/230V/1Ph/2Hp/cCSAus | https://www.zoellerpumps.com/en-us/products/grinder-pumps/commercial/841-842 | EA | 4460 |  | 53514185381 | 4 Weeks | 143 | LB | 24.75 | 12 | 15 | 1 Year | NO
841-0014 | F841 35'Cd/230V/3Ph/2Hp/cCSAus | F841 35'Cd/230V/3Ph/2Hp/cCSAus | https://www.zoellerpumps.com/en-us/products/grinder-pumps/commercial/841-842 | EA | 4370 |  | 53514191634 | 4 Weeks | 132 | LB | 24.75 | 12 | 15 | 1 Year | NO
841-0015 | G841 50'Cd/460V/3Ph/2Hp/cCSAus | G841 50'Cd/460V/3Ph/2Hp/cCSAus | https://www.zoellerpumps.com/en-us/products/grinder-pumps/commercial/841-842 | EA | 4510 |  | 53514204365 | 4 Weeks | 142 | LB | 24.75 | 12 | 15 | 1 Year | NO
841-0016 | E841 35'Cd/230V/1Ph/cCSAus | E841 35'Cd/230V/1Ph/cCSAus | https://www.zoellerpumps.com/en-us/products/grinder-pumps/commercial/841-842 | EA | 4310 |  | 53514206161 | 4 Weeks | 139 | LB | 24.75 | 12 | 15 | 1 Year | NO
841-0017 | EX841 230V/1Ph/2Hp/Ex Pr | EX841 230V/1Ph/2Hp/Ex Pr/cFMus/CSA | https://www.zoellerpumps.com/en-us/products/grinder-pumps/commercial/841-842 | EA | 6230 |  | 53514268688 | 6 Weeks | 155 | LB | 32 | 12 | 15 | 1 Year | NO
841-0018 | IX841 200-208V/1Ph/2Hp/Ex Pr | IX841 200-208V/1Ph/2Hp/Ex Pr/cFMus/CSA | https://www.zoellerpumps.com/en-us/products/grinder-pumps/commercial/841-842 | EA | 6170 |  | 53514268701 | 6 Weeks | 155 | LB | 32 | 12 | 15 | 1 Year | NO
841-0019 | JX841 200-208V/3Ph/2Hp/Ex Pr | JX841 200-208V/3Ph/2Hp/Ex Pr/cFMus/CSA | https://www.zoellerpumps.com/en-us/products/grinder-pumps/commercial/841-842 | EA | 6290 |  | 53514268725 | 6 Weeks | 151 | LB | 32 | 12 | 15 | 1 Year | NO
841-0020 | FX841 230V/3Ph/2Hp/Ex Pr | FX841 230V/3Ph/2Hp/Ex Pr/cFMus/CSA | https://www.zoellerpumps.com/en-us/products/grinder-pumps/commercial/841-842 | EA | 6340 |  | 53514268749 | 6 Weeks | 151 | LB | 32 | 12 | 15 | 1 Year | NO
841-0021 | GX841 460V/3Ph/2Hp/Ex Pr | GX841 460V/3Ph/2Hp/Ex Pr/cFMus/CSA | https://www.zoellerpumps.com/en-us/products/grinder-pumps/commercial/841-842 | EA | 6330 |  | 53514268763 | 6 Weeks | 151 | LB | 32 | 12 | 15 | 1 Year | NO
841-0022 | BAX841 575V/3Ph/2Hp/Ex Pr | BAX841 575V/3Ph/2Hp/Ex Pr |  | EA | 6160 |  | 53514268787 | 6 Weeks | 151 | LB | 32 | 12 | 15 | 1 Year | NO
841-0026 | J841 25'Cd/200-208V/3Ph/2Hp/cCSAus | J841 25'Cd/200-208V/3Ph/2Hp/cCSAus | https://www.zoellerpumps.com/en-us/products/grinder-pumps/commercial/841-842 | EA | 4200 |  | 53514302757 | 4 Weeks | 134 | LB | 24.75 | 12 | 15 | 1 Year | NO
841-0032 | G841 35'Cd/460V/3Ph/2Hp/cCSAus | G841 35'Cd/460V/3Ph/2Hp/cCSAus | https://www.zoellerpumps.com/en-us/products/grinder-pumps/commercial/841-842 | EA | 4370 |  | 53514314637 | 4 Weeks | 142 | LB | 24.75 | 12 | 15 | 1 Year | NO
841-0033 | E841 25'Cd/230V/1Ph/cCSAus | E841 25'Cd/230V/1Ph/cCSAus | https://www.zoellerpumps.com/en-us/products/grinder-pumps/commercial/841-842 | EA | 4210 |  | 53514319885 | 4 Weeks | 139 | LB | 24.75 | 12 | 15 | 1 Year | NO
841-0034 | JX841 35'Cd/200-208V/3Ph/2Hp/Ex Pr | JX841 35'Cd/200-208V/3Ph/2Hp/Ex Pr/cFMus/CSA | https://www.zoellerpumps.com/en-us/products/grinder-pumps/commercial/841-842 | EA | 6420 |  | 53514325244 | 6 Weeks | 151 | LB | 32 | 12 | 15 | 1 Year | NO
841-0037 | F841 25'Cd/230V/3Ph/2Hp/cCSAus | F841 25'Cd/230V/3Ph/2Hp/cCSAus | https://www.zoellerpumps.com/en-us/products/grinder-pumps/commercial/841-842 | EA | 4280 |  | 53514340452 | 4 Weeks | 132 | LB | 24.75 | 12 | 15 | 1 Year | NO
841-0038 | F841 50'Cd/230V/3Ph/2Hp/cCSAus | F841 50'Cd/230V/3Ph/2Hp/cCSAus | https://www.zoellerpumps.com/en-us/products/grinder-pumps/commercial/841-842 | EA | 4510 |  | 53514349554 | 4 Weeks | 132 | LB | 24.75 | 12 | 15 | 1 Year | NO
841-0041 | EX841 35'Cd/230V/1Ph/2Hp/Ex Pr | EX841 35'Cd/230V/1Ph/2Hp/Ex Pr/cFMus/CSA | https://www.zoellerpumps.com/en-us/products/grinder-pumps/commercial/841-842 | EA | 6390 |  | 53514404970 | 6 Weeks | 155 | LB | 32 | 12 | 15 | 1 Year | NO
841-0043 | G841 25'Cd/460V/3Ph/2Hp/cCSAus | G841 25'Cd/460V/3Ph/2Hp/cCSAus | https://www.zoellerpumps.com/en-us/products/grinder-pumps/commercial/841-842 | EA | 4270 |  | 53514440848 | 4 Weeks | 142 | LB | 24.75 | 12 | 15 | 1 Year | NO
841-0044 | EX841 50'Cd/230V/1Ph/2Hp/Ex Pr | EX841 50'Cd/230V/1Ph/2Hp/Ex Pr | https://www.zoellerpumps.com/en-us/products/grinder-pumps/commercial/841-842 | EA | 6550 |  | 53514469030 | 6 Weeks | 155 | LB | 32 | 12 | 15 | 1 Year | NO
841-0045 | JX841 50'Cd/200-208V/3Ph/2Hp/Ex Pr | JX841 50'Cd/200-208V/3Ph/2Hp/Ex Pr |  | EA | 6570 |  | 53514476724 | 4 Weeks | 151 | LB | 32 | 12 | 15 | 1 Year | NO
842-0004 | E842 230V/1Ph/2Hp/cCSAus | E842 230V/1Ph/2Hp/cCSAus | https://www.zoellerpumps.com/en-us/products/grinder-pumps/commercial/841-842 | EA | 4130 |  | 53514196370 | 4 Weeks | 137 | LB | 24.75 | 12 | 15 | 1 Year | NO
842-0005 | I842 200-208V/1Ph/2Hp/cCSAus | I842 200-208V/1Ph/2Hp/cCSAus | https://www.zoellerpumps.com/en-us/products/grinder-pumps/commercial/841-842 | EA | 4080 |  | 53514196387 | 4 Weeks | 137 | LB | 24.75 | 12 | 15 | 1 Year | NO
842-0006 | J842 200-208V/3Ph/2Hp/cCSAus | J842 200-208V/3Ph/2Hp/cCSAus | https://www.zoellerpumps.com/en-us/products/grinder-pumps/commercial/841-842 | EA | 4190 |  | 53514196394 | 4 Weeks | 132 | LB | 24.75 | 12 | 15 | 1 Year | NO
842-0007 | F842 230V/3Ph/2Hp/cCSAus | F842 230V/3Ph/2Hp/cCSAus | https://www.zoellerpumps.com/en-us/products/grinder-pumps/commercial/841-842 | EA | 4260 |  | 53514196400 | 4 Weeks | 132 | LB | 24.75 | 12 | 15 | 1 Year | NO
842-0008 | G842 460V/3Ph/2Hp/cCSAus | G842 460V/3Ph/2Hp/cCSAus | https://www.zoellerpumps.com/en-us/products/grinder-pumps/commercial/841-842 | EA | 4250 |  | 53514196417 | 4 Weeks | 132 | LB | 24.75 | 12 | 15 | 1 Year | NO
842-0010 | G842 35'Cd/460V/3Ph/2Hp/cCSAus | G842 35'Cd/460V/3Ph/2Hp/cCSAus | https://www.zoellerpumps.com/en-us/products/grinder-pumps/commercial/841-842 | EA | 4370 |  | 53514238575 | 4 Weeks | 132 | LB | 24.75 | 12 | 15 | 1 Year | NO
842-0011 | EX842 230V/1Ph/2Hp/Ex Pr | EX842 230V/1Ph/2Hp/Ex Pr/cFMus/CSA | https://www.zoellerpumps.com/en-us/products/grinder-pumps/commercial/841-842 | EA | 6240 |  | 53514268923 | 6 Weeks | 155 | LB | 32 | 12 | 15 | 1 Year | NO
842-0012 | IX842 200-208V/1Ph/2Hp/Ex Pr | IX842 200-208V/1Ph/2Hp/Ex Pr/cFMus/CSA | https://www.zoellerpumps.com/en-us/products/grinder-pumps/commercial/841-842 | EA | 6180 |  | 53514268947 | 4 Weeks | 155 | LB | 32 | 12 | 15 | 1 Year | NO
842-0013 | JX842 200-208V/3Ph/2Hp/Ex Pr | JX842 200-208V/3Ph/2Hp/Ex Pr/cFMus/CSA | https://www.zoellerpumps.com/en-us/products/grinder-pumps/commercial/841-842 | EA | 6300 |  | 53514268961 | 6 Weeks | 151 | LB | 32 | 12 | 15 | 1 Year | NO
842-0014 | FX842 230V/3Ph/2Hp/Ex Pr | FX842 230V/3Ph/2Hp/Ex Pr/cFMus/CSA | https://www.zoellerpumps.com/en-us/products/grinder-pumps/commercial/841-842 | EA | 6350 |  | 53514268985 | 6 Weeks | 151 | LB | 32 | 12 | 15 | 1 Year | NO
842-0015 | GX842 460V/3Ph/2Hp/Ex Pr/Bronze Impeller | GX842 460V/3Ph/2Hp/Ex Pr/cFMus/CSA | https://www.zoellerpumps.com/en-us/products/grinder-pumps/commercial/841-842 | EA | 6350 |  | 53514269005 | 6 Weeks | 151 | LB | 32 | 12 | 15 | 1 Year | NO
842-0016 | BAX842 575V/3P/2Hp/Ex Pr | BAX842 575V/3P/2Hp/Ex Pr |  | EA | 6170 |  | 53514269029 | 6 Weeks | 151 | LB | 32 | 12 | 15 | 1 Year | NO
842-0017 | E842 35'Cd/230V/1Ph/2Hp/cCSAus | E842 35'Cd/230V/1Ph/2Hp/cCSAus | https://www.zoellerpumps.com/en-us/products/grinder-pumps/commercial/841-842 | EA | 4290 |  | 53514282097 | 4 Weeks | 137 | LB | 24.75 | 12 | 15 | 1 Year | NO
842-0019 | F842 50'Cd/230V/3Ph/2Hp/cCSAus | F842 50'Cd/230V/3Ph/2Hp/cCSAus | https://www.zoellerpumps.com/en-us/products/grinder-pumps/commercial/841-842 | EA | 4530 |  | 53514310806 | 4 Weeks | 132 | LB | 24.75 | 12 | 15 | 1 Year | NO
842-0021 | EX842 50'Cds/230V/1Ph/2Hp/Ex Pr | EX842 50'Cds/230V/1Ph/2Hp/Ex Pr/cFMus/CSA | https://www.zoellerpumps.com/en-us/products/grinder-pumps/commercial/841-842 | EA | 6560 |  | 53514331887 | 6 Weeks | 157 | LB | 32 | 12 | 15 | 1 Year | NO
842-0023 | E842 25'Cd/230V/1Ph/2Hp/cCSAus | E842 25'Cd/230V/1Ph/2Hp/cCSAus | https://www.zoellerpumps.com/en-us/products/grinder-pumps/commercial/841-842 | EA | 4190 |  | 53514353209 | 4 Weeks | 137 | LB | 24.75 | 12 | 15 | 1 Year | NO
842-0024 | E842 50'Cd/230V/1Ph/2Hp/cCSAus | E842 50'Cd/230V/1Ph/2Hp/cCSAus | https://www.zoellerpumps.com/en-us/products/grinder-pumps/commercial/841-842 | EA | 4430 |  | 53514438555 | 4 Weeks | 137 | LB | 24.75 | 12 | 15 | 1 Year | YES
842-0026 | J842 50'Cd/200-208V/3Ph/2Hp/cCSAus | J842 50'Cd/200-208V/3Ph/2Hp/cCSAus | https://www.zoellerpumps.com/en-us/products/grinder-pumps/commercial/841-842 | EA | 4420 |  | 53514438579 | 4 Weeks | 132 | LB | 24.75 | 12 | 15 | 1 Year | NO
842-0027 | G842 50'Cd/460V/3Ph/2Hp/cCSAus | G842 50'Cd/460V/3Ph/2Hp/cCSAus | https://www.zoellerpumps.com/en-us/products/grinder-pumps/commercial/841-842 | EA | 4480 |  | 53514438586 | 4 Weeks | 132 | LB | 24.75 | 12 | 15 | 1 Year | NO
900-0001 | Sys,Sump-M53/PSF18X22/PSF Cvr-3V1.5D/Dlx Radon | Sys,Sump-M53/PSF18X22/PSF Cvr-3V1.5D/Dlx Radon | https://www.zoellerpumps.com/en-us/products/package-systems/900-series | EA | 820 |  | 53514145019 | 5 Weeks | 48 | LB | 24 | 21 | 21 | 3 Year | NO
900-0002 | Sys,Sump-M53/P18X22/Polycvr-2V1.5D/Standard | Sys,Sump-M53/P18X22/Polycvr-2V1.5D/Standard | https://www.zoellerpumps.com/en-us/products/package-systems/900-series | EA | 586 |  | 53514145026 | 5 Weeks | 53 | LB | 24 | 21 | 21 | 3 Year | NO
900-0003 | Sys,Sump-M72/Poly 18X22/Poly Cvr-2V1.5D/Econo | Sys,Sump-M72/Poly 18X22/Poly Cvr-2V1.5D/Econo | https://www.zoellerpumps.com/en-us/products/package-systems/900-series | EA | 800 |  | 53514145033 | 5 Weeks | 44 | LB | 24 | 21 | 21 | 2 Year | NO
90002-0001 | Gateway,WiFi/Z Control |  |  | EA | 320 |  | 53514493462 | 8 Weeks | 0 | LB | 0 | 0 | 0 | 3 Year | NO
910-0005 | Sys,Sew-M267/PSF18X30-2V2D/2" Check | Sys,Sew-M267/PSF18X30-2V2D/2" Check | https://www.zoellerpumps.com/en-us/products/package-systems/910-sewage | EA | 988 |  | 53514024710 | 4 Weeks | 77 | LB | 36 | 22 | 22 | 3 Year | PUMP ONLY
910-0006 | Sys,Sew-D267/PSF18X30-2V2D/2" Check | Sys,Sew-D267/PSF18X30-2V2D/2" Check | https://www.zoellerpumps.com/en-us/products/package-systems/910-sewage | EA | 1210 |  | 53514024727 | 4 Weeks | 77 | LB | 36 | 22 | 22 | 3 Year | PUMP ONLY
910-0007 | Sys,Sew-M267/PSF18X30-3V2D/2" Check | Sys,Sew-M267/PSF18X30-3V2D/2" Check | https://www.zoellerpumps.com/en-us/products/package-systems/910-sewage | EA | 1200 |  | 53514024734 | 4 Weeks | 77 | LB | 36 | 22 | 22 | 3 Year | PUMP ONLY
910-0008 | Sys,Sew-D267/PSF18X30-3V2D/2" Check | Sys,Sew-D267/PSF18X30-3V2D/2" Check | https://www.zoellerpumps.com/en-us/products/package-systems/910-sewage | EA | 1200 |  | 53514024741 | 4 Weeks | 77 | LB | 36 | 22 | 22 | 3 Year | PUMP ONLY
910-0009 | Sys,Sew-M267/F18X30-2V2D/2" Check | Sys,Sew-M267/F18X30-2V2D/2" Check | https://www.zoellerpumps.com/en-us/products/package-systems/910-sewage | EA | 1330 |  | 53514024758 | 4 Weeks | 88 | LB | 36 | 22 | 22 | 3 Year | PUMP ONLY
910-0010 | Sys,Sew-D267/F18X30-2V2D/2" Check | Sys,Sew-D267/F18X30-2V2D/2" Check | https://www.zoellerpumps.com/en-us/products/package-systems/910-sewage | EA | 1310 |  | 53514024765 | 4 Weeks | 88 | LB | 36 | 22 | 22 | 3 Year | PUMP ONLY
910-0011 | Sys,Sew-M267/F18X30-3V2D/2" Check | Sys,Sew-M267/F18X30-3V2D/2" Check | https://www.zoellerpumps.com/en-us/products/package-systems/910-sewage | EA | 1310 |  | 53514024772 | 4 Weeks | 88 | LB | 36 | 22 | 22 | 3 Year | PUMP ONLY
910-0012 | Sys,Sew-D267/F18X30-3V2D/2" Check | Sys,Sew-D267/F18X30-3V2D/2" Check | https://www.zoellerpumps.com/en-us/products/package-systems/910-sewage | EA | 1310 |  | 53514024789 | 4 Weeks | 88 | LB | 36 | 22 | 22 | 3 Year | PUMP ONLY
910-0014 | Sys,Sew-M267/PSF18X30-3V3D/2" Check | Sys,Sew-M267/PSF18X30-3V3D/2" Check | https://www.zoellerpumps.com/en-us/products/package-systems/910-sewage | EA | 1200 |  | 53514024796 | 4 Weeks | 82 | LB | 36 | 22 | 22 | 3 Year | PUMP ONLY
910-0016 | Sys,Sew-M267/P18X30-2V2D/2" Check12 Gauge Solid Cover | Sys,Sew-M267/P18X30-2V2D/2" Check12 Gauge Solid Cover | https://www.zoellerpumps.com/en-us/products/package-systems/910-sewage | EA | 1050 |  | 53514024819 | 4 Weeks | 83 | LB | 36 | 22 | 22 | 3 Year | PUMP ONLY
910-0018 | Sys,Sew-M267/P18X30-2V2D/2" Check | Sys,Sew-M267/P18X30-2V2D/2" Check | https://www.zoellerpumps.com/en-us/products/package-systems/910-sewage | EA | 1070 |  | 53514024833 | 4 Weeks | 82 | LB | 36 | 22 | 22 | 3 Year | PUMP ONLY
910-0019 | Sys,Sew-D267/P18X30-2V2D/2" Check | Sys,Sew-D267/P18X30-2V2D/2" Check | https://www.zoellerpumps.com/en-us/products/package-systems/910-sewage | EA | 1070 |  | 53514024840 | 4 Weeks | 82 | LB | 36 | 22 | 22 | 3 Year | PUMP ONLY
910-0020 | Sys,Sew-M267/P18X30-3V2D/2" Check | Sys,Sew-M267/P18X30-3V2D/2" Check | https://www.zoellerpumps.com/en-us/products/package-systems/910-sewage | EA | 1040 |  | 53514024857 | 4 Weeks | 82 | LB | 36 | 22 | 22 | 3 Year | PUMP ONLY
910-0021 | Sys,Sew-D267/P18X30-3V2D/2" Check | Sys,Sew-D267/P18X30-3V2D/2" Check | https://www.zoellerpumps.com/en-us/products/package-systems/910-sewage | EA | 1050 |  | 53514024864 | 4 Weeks | 82 | LB | 36 | 22 | 22 | 3 Year | PUMP ONLY
910-0023 | Sys,Sew-BN264/P18X30-2V2D/2" PlasticCheck | Sys,Sew-BN264/P18X30-2V2D/2" PlasticCheck | https://www.zoellerpumps.com/en-us/products/package-systems/910-sewage | EA | 1030 |  | 53514062767 | 4 Weeks | 61 | LB | 36 | 22 | 22 | 3 Year | PUMP ONLY
910-0024 | Sys,Sew-BN267/P18X30-2V2D/2" Check | Sys,Sew-BN267/P18X30-2V2D/2" Check | https://www.zoellerpumps.com/en-us/products/package-systems/910-sewage | EA | 1090 |  | 53514062774 | 4 Weeks | 76 | LB | 36 | 22 | 22 | 3 Year | PUMP ONLY
910-0026 | Sys,Sew-BN267/P18X30-2V2D/2" Check4" Hub | Sys,Sew-BN267/P18X30-2V2D/2" Check4" Hub | https://www.zoellerpumps.com/en-us/products/package-systems/910-sewage | EA | 1300 |  | 53514091521 | 4 Weeks | 76 | LB | 36 | 22 | 22 | 3 Year | PUMP ONLY
910-0030 | Sys,Sew-M264/PSF30X36/2V2D/2"Check W-Ball Valve | Sys,Sew-M264/PSF30X36/2V2D/2"Check W-Ball Valve | https://www.zoellerpumps.com/en-us/products/package-systems/910-sewage | EA | 4800 |  | 53514137984 | 4 Weeks | 156 | LB | 42 | 40 | 48 | 3 Year | PUMP ONLY
910-0031 | Sys,Sew-M267/PSF 30X36/2V2D/2"Check W-Ball Valve | Sys,Sew-M267/PSF 30X36/2V2D/2"Check W-Ball Valve | https://www.zoellerpumps.com/en-us/products/package-systems/910-sewage | EA | 4860 |  | 53514137991 | 4 Weeks | 178 | LB | 42 | 40 | 48 | 3 Year | PUMP ONLY
91104-0001 | A-Pak,Outdoor/115V/1Ph/15' Mfs/Nema 4X/UL/CSA |  |  | EA | 329 |  | 53514477301 | IN STOCK | 4 | LB | 4.5 | 11.25 | 15 | 5 Year | NO
912-0005 | Sys,Sew-BN264/P18X30-2V2D/MFS | Sys,Sew-BN264/P18X30-2V2D/MFS | https://www.zoellerpumps.com/en-us/products/package-systems/912-preassembled | EA | 774 |  | 53514025267 | IN STOCK | 56 | LB | 36 | 22 | 22 | 3 Year | PUMP ONLY
912-0006 | Sys,Sew-M264/P18X30-2V2D/10T | Sys,Sew-M264/P18X30-2V2D/10T | https://www.zoellerpumps.com/en-us/products/package-systems/912-preassembled | EA | 1070 |  | 53514025274 | 4 Weeks | 65 | LB | 36 | 22 | 22 | 3 Year | PUMP ONLY
912-0007 | Sys,Sew-M264/P18X30-2V2D | Sys,Sew-M264/P18X30-2V2D | https://www.zoellerpumps.com/en-us/products/package-systems/912-preassembled | EA | 774 |  | 53514025885 | IN STOCK | 56 | LB | 36 | 22 | 22 | 3 Year | PUMP ONLY
912-0008 | Sys,Sew-M264/F18X30-2V2D | Sys,Sew-M264/F18X30-2V2D | https://www.zoellerpumps.com/en-us/products/package-systems/912-preassembled | EA | 1250 |  | 53514025892 | 4 Weeks | 71 | LB | 36 | 22 | 22 | 3 Year | PUMP ONLY
912-0009 | Sys,Sew-M264/F18X30-2V2D/10T | Sys,Sew-M264/F18X30-2V2D/10T | https://www.zoellerpumps.com/en-us/products/package-systems/912-preassembled | EA | 1350 |  | 53514025908 | 4 Weeks | 75 | LB | 36 | 22 | 22 | 3 Year | PUMP ONLY
912-0010 | Sys,Sew-M266/P18X30-2V2D | Sys,Sew-M266/P18X30-2V2D | https://www.zoellerpumps.com/en-us/products/package-systems/912-preassembled | EA | 817 |  | 53514025915 | IN STOCK | 61 | LB | 36 | 22 | 22 | 3 Year | PUMP ONLY
912-0011 | Sys,Sew-M266/P18X30-2V2D/10T | Sys,Sew-M266/P18X30-2V2D/10T | https://www.zoellerpumps.com/en-us/products/package-systems/912-preassembled | EA | 1090 |  | 53514025922 | 4 Weeks | 65 | LB | 36 | 22 | 22 | 3 Year | PUMP ONLY
912-0012 | Sys,Sew-M266/F18X30-2V2D | Sys,Sew-M266/F18X30-2V2D | https://www.zoellerpumps.com/en-us/products/package-systems/912-preassembled | EA | 1270 |  | 53514025939 | 4 Weeks | 74 | LB | 36 | 22 | 22 | 3 Year | PUMP ONLY
912-0013 | Sys,Sew-M266/F18X30-2V2D/10T | Sys,Sew-M266/F18X30-2V2D/10T | https://www.zoellerpumps.com/en-us/products/package-systems/912-preassembled | EA | 1360 |  | 53514025960 | 4 Weeks | 77 | LB | 36 | 22 | 22 | 3 Year | PUMP ONLY
912-0015 | Sys,Sew-BN264/F18X30-2V2D/MFS | Sys,Sew-BN264/F18X30-2V2D/MFS | https://www.zoellerpumps.com/en-us/products/package-systems/912-preassembled | EA | 1320 |  | 53514025984 | 4 Weeks | 73 | LB | 36 | 22 | 22 | 3 Year | PUMP ONLY
912-0016 | Sys,Sew-BN264/F18X30-2V2D/10T/MFS | Sys,Sew-BN264/F18X30-2V2D/10T/MFS | https://www.zoellerpumps.com/en-us/products/package-systems/912-preassembled | EA | 1410 |  | 53514025991 | 4 Weeks | 78 | LB | 36 | 22 | 22 | 3 Year | PUMP ONLY
912-0017 | Sys,Sew-BN266/PSF18X30-2V2D/MFS | Sys,Sew-BN266/PSF18X30-2V2D/MFS | https://www.zoellerpumps.com/en-us/products/package-systems/912-preassembled | EA | 1120 |  | 53514026004 | 4 Weeks | 61 | LB | 36 | 22 | 22 | 3 Year | PUMP ONLY
912-0018 | Sys,Sew-BN266/P18X30-2V2D/10T/MFS | Sys,Sew-BN266/P18X30-2V2D/10T/MFS | https://www.zoellerpumps.com/en-us/products/package-systems/912-preassembled | EA | 1180 |  | 53514026011 | 4 Weeks | 67 | LB | 36 | 22 | 22 | 3 Year | PUMP ONLY
912-0019 | Sys,Sew-BN266/F18X30-2V2D/MFS | Sys,Sew-BN266/F18X30-2V2D/MFS | https://www.zoellerpumps.com/en-us/products/package-systems/912-preassembled | EA | 1360 |  | 53514026028 | 4 Weeks | 75 | LB | 36 | 22 | 22 | 3 Year | PUMP ONLY
912-0020 | Sys,Sew-BN266/F18X30-2V2D/10T/MFS | Sys,Sew-BN266/F18X30-2V2D/10T/MFS | https://www.zoellerpumps.com/en-us/products/package-systems/912-preassembled | EA | 1062 |  | 53514026035 | IN STOCK | 79 | LB | 36 | 22 | 22 | 3 Year | PUMP ONLY
912-0021 | Sys,Sew-M264/P18X30-3V2D | Sys,Sew-M264/P18X30-3V2D | https://www.zoellerpumps.com/en-us/products/package-systems/912-preassembled | EA | 1000 |  | 53514026042 | 4 Weeks | 56 | LB | 36 | 22 | 22 | 3 Year | PUMP ONLY
912-0022 | Sys,Sew-M264/P18X30-3V2D/10T | Sys,Sew-M264/P18X30-3V2D/10T | https://www.zoellerpumps.com/en-us/products/package-systems/912-preassembled | EA | 1080 |  | 53514026059 | 4 Weeks | 63 | LB | 36 | 22 | 22 | 3 Year | PUMP ONLY
912-0023 | Sys,Sew-M264/F18X30-3V2D | Sys,Sew-M264/F18X30-3V2D | https://www.zoellerpumps.com/en-us/products/package-systems/912-preassembled | EA | 1260 |  | 53514026066 | 4 Weeks | 71 | LB | 36 | 22 | 22 | 3 Year | PUMP ONLY
912-0024 | Sys,Sew-M264/F18X30-3V2D/10T | Sys,Sew-M264/F18X30-3V2D/10T | https://www.zoellerpumps.com/en-us/products/package-systems/912-preassembled | EA | 1350 |  | 53514026073 | 4 Weeks | 75 | LB | 36 | 22 | 22 | 3 Year | PUMP ONLY
912-0025 | Sys,Sew-M266/P18X30-3V2D | Sys,Sew-M266/P18X30-3V2D | https://www.zoellerpumps.com/en-us/products/package-systems/912-preassembled | EA | 1020 |  | 53514026080 | 4 Weeks | 61 | LB | 36 | 22 | 22 | 3 Year | PUMP ONLY
912-0026 | Sys,Sew-M266/P18X30-3V2D/10T | Sys,Sew-M266/P18X30-3V2D/10T | https://www.zoellerpumps.com/en-us/products/package-systems/912-preassembled | EA | 1090 |  | 53514026097 | 4 Weeks | 65 | LB | 36 | 22 | 22 | 3 Year | PUMP ONLY
912-0027 | Sys,Sew-M266/F18X30-3V2D | Sys,Sew-M266/F18X30-3V2D | https://www.zoellerpumps.com/en-us/products/package-systems/912-preassembled | EA | 1270 |  | 53514026103 | 4 Weeks | 74 | LB | 36 | 22 | 22 | 3 Year | PUMP ONLY
912-0028 | Sys,Sew-M266/F18X30-3V2D/10T | Sys,Sew-M266/F18X30-3V2D/10T | https://www.zoellerpumps.com/en-us/products/package-systems/912-preassembled | EA | 1360 |  | 53514026110 | 4 Weeks | 79 | LB | 36 | 22 | 22 | 3 Year | PUMP ONLY
912-0029 | Sys,Sew-BN264/P18X30-3V2D/MFS | Sys,Sew-BN264/P18X30-3V2D/MFS | https://www.zoellerpumps.com/en-us/products/package-systems/912-preassembled | EA | 1080 |  | 53514026127 | 4 Weeks | 56 | LB | 36 | 22 | 22 | 3 Year | PUMP ONLY
912-0030 | Sys,Sew-BN264/P18X30-3V2D/10T/MFS | Sys,Sew-BN264/P18X30-3V2D/10T/MFS | https://www.zoellerpumps.com/en-us/products/package-systems/912-preassembled | EA | 1140 |  | 53514026134 | 4 Weeks | 65 | LB | 36 | 22 | 22 | 3 Year | PUMP ONLY
912-0031 | Sys,Sew-BN264/F18X30-3V2D/MFS | Sys,Sew-BN264/F18X30-3V2D/MFS | https://www.zoellerpumps.com/en-us/products/package-systems/912-preassembled | EA | 1320 |  | 53514026141 | 4 Weeks | 73 | LB | 36 | 22 | 22 | 3 Year | PUMP ONLY
912-0032 | Sys,Sew-BN264/F18X30-3V2D/10T/MFS | Sys,Sew-BN264/F18X30-3V2D/10T/MFS | https://www.zoellerpumps.com/en-us/products/package-systems/912-preassembled | EA | 1410 |  | 53514026158 | 4 Weeks | 77 | LB | 36 | 22 | 22 | 3 Year | PUMP ONLY
912-0033 | Sys,Sew-BN266/P18X30-3V2D/MFS | Sys,Sew-BN266/P18X30-3V2D/MFS | https://www.zoellerpumps.com/en-us/products/package-systems/912-preassembled | EA | 1120 |  | 53514026165 | 4 Weeks | 61 | LB | 36 | 22 | 22 | 3 Year | PUMP ONLY
912-0034 | Sys,Sew-BN266/P18X30-3V2D/10T/MFS | Sys,Sew-BN266/P18X30-3V2D/10T/MFS | https://www.zoellerpumps.com/en-us/products/package-systems/912-preassembled | EA | 1180 |  | 53514026172 | 4 Weeks | 67 | LB | 36 | 22 | 22 | 3 Year | PUMP ONLY
912-0035 | Sys,Sew-BN266/F18X30-3V2D/MFS | Sys,Sew-BN266/F18X30-3V2D/MFS | https://www.zoellerpumps.com/en-us/products/package-systems/912-preassembled | EA | 1380 |  | 53514026189 | 4 Weeks | 75 | LB | 36 | 22 | 22 | 3 Year | PUMP ONLY
912-0036 | Sys,Sew-BN266/F18X30-3V2D/10T/MFS | Sys,Sew-BN266/F18X30-3V2D/10T/MFS | https://www.zoellerpumps.com/en-us/products/package-systems/912-preassembled | EA | 1450 |  | 53514026196 | 4 Weeks | 79 | LB | 36 | 22 | 22 | 3 Year | PUMP ONLY
912-0055 | Sys,Sew-BN264/P18X30/2D 2"Integral Vent/MFS | Sys,Sew-BN264/P18X30/2D 2"Integral Vent/MFS | https://www.zoellerpumps.com/en-us/products/package-systems/912-preassembled | EA | 1090 |  | 53514088217 | 4 Weeks | 50 | LB | 36 | 22 | 22 | 3 Year | PUMP ONLY
912-0056 | Sys,Sew-BN266/P18X30/2D 2"Integral Vent/MFS | Sys,Sew-BN266/P18X30/2D 2"Integral Vent/MFS | https://www.zoellerpumps.com/en-us/products/package-systems/912-preassembled | EA | 1120 |  | 53514088224 | 4 Weeks | 55 | LB | 36 | 22 | 22 | 3 Year | PUMP ONLY
912-0061 | Sys,Sew-M264/PSF18X30-2V2D | Sys,Sew-M264/PSF18X30-2V2D | https://www.zoellerpumps.com/en-us/products/package-systems/912-preassembled | EA | 1140 |  | 53514106874 | 4 Weeks | 59 | LB | 36 | 22 | 22 | 3 Year | PUMP ONLY
912-0063 | Sys,Sew-M266/PSF18X30/2V2D | Sys,Sew-M266/PSF18X30/2V2D | https://www.zoellerpumps.com/en-us/products/package-systems/912-preassembled | EA | 1160 |  | 53514106904 | 4 Weeks | 64 | LB | 36 | 22 | 22 | 3 Year | PUMP ONLY
912-0065 | Sys,Sew-BN264/PSF18X30-2V2D/MFS | Sys,Sew-BN264/PSF18X30-2V2D/MFS | https://www.zoellerpumps.com/en-us/products/package-systems/912-preassembled | EA | 1220 |  | 53514106935 | 4 Weeks | 59 | LB | 36 | 22 | 22 | 3 Year | PUMP ONLY
912-0067 | Sys,Sew-BN266/PSF18X30-2V2D/MFS | Sys,Sew-BN266/PSF18X30-2V2D/MFS | https://www.zoellerpumps.com/en-us/products/package-systems/912-preassembled | EA | 952 |  | 53514106966 | IN STOCK | 64 | LB | 36 | 22 | 22 | 3 Year | PUMP ONLY
912-0069 | Sys,Sew-M264/P18X30/2D 2"Integral Vent | Sys,Sew-M264/P18X30/2D 2"Integral Vent | https://www.zoellerpumps.com/en-us/products/package-systems/912-preassembled | EA | 806 |  | 53514121587 | 4 Weeks | 50 | LB | 36 | 22 | 22 | 3 Year | PUMP ONLY
912-0070 | Sys,Sew-M266/P18X30/2D 2"Integral Vent | Sys,Sew-M266/P18X30/2D 2"Integral Vent | https://www.zoellerpumps.com/en-us/products/package-systems/912-preassembled | EA | 838 |  | 53514121594 | 4 Weeks | 55 | LB | 36 | 22 | 22 | 3 Year | PUMP ONLY
912-0071 | Sys,Sew-BN266/PSF18X30/2V2D/PSF Split/MFS/Black Iron Pipe | Sys,Sew-BN266/PSF18X30/2V2D/PSF Split/MFS/Black Iron Pipe | https://www.zoellerpumps.com/en-us/products/package-systems/912-preassembled | EA | 1370 |  | 53514122843 | 4 Weeks | 63 | LB | 36 | 22 | 22 | 3 Year | PUMP ONLY
912-0072 | Sys,Sew-BN266/PSF18X30/3V3D/PSF Split/MFS/Black Iron Pipe | Sys,Sew-BN266/PSF18X30/3V3D/PSF Split/MFS/Black Iron Pipe | https://www.zoellerpumps.com/en-us/products/package-systems/912-preassembled | EA | 1460 |  | 53514122850 | 4 Weeks | 63 | LB | 36 | 22 | 22 | 3 Year | PUMP ONLY
912-0074 | Sys,Sew-BN211/P18X30-2V2D | Sys,Sew-BN211/P18X30-2V2D | https://www.zoellerpumps.com/en-us/products/package-systems/912-preassembled | EA | 690 |  | 53514133139 | 4 Weeks | 39 | LB | 36 | 22 | 22 | 2 Year | PUMP ONLY
912-0077 | Sys,Sew-M264/P18X30-2V2D/10T/W-Alarm | Sys,Sew-M264/P18X30-2V2D/10T/W-Alarm | https://www.zoellerpumps.com/en-us/products/package-systems/912-preassembled | EA | 1440 |  | 53514141301 | 4 Weeks | 67 | LB | 36 | 22 | 22 | 3 Year | PUMP ONLY
912-0078 | Sys,Sew-M264/PSF24X36-2V2D | Sys,Sew-M264/P24X36-2V2D | https://www.zoellerpumps.com/en-us/products/package-systems/912-preassembled | EA | 1780 |  | 53514141844 | 4 Weeks | 82 | LB | 42 | 28 | 28 | 3 Year | PUMP ONLY
912-0079 | Sys,Sew-M266/PSF24X36-2V2D | Sys,Sew-M266/P24X36-2V2D | https://www.zoellerpumps.com/en-us/products/package-systems/912-preassembled | EA | 1800 |  | 53514141851 | 4 Weeks | 87 | LB | 42 | 28 | 28 | 3 Year | PUMP ONLY
912-0080 | Sys,Sew-BN264/PSF24X36-2V2D/MFS | Sys,Sew-BN264/P24X36-2V2D/MFS | https://www.zoellerpumps.com/en-us/products/package-systems/912-preassembled | EA | 1850 |  | 53514141868 | 4 Weeks | 82 | LB | 42 | 28 | 28 | 3 Year | PUMP ONLY
912-0081 | Sys,Sew-BN266/PSF24X36-2V2D/MFS | Sys,Sew-BN266/P24X36-2V2D/MFS | https://www.zoellerpumps.com/en-us/products/package-systems/912-preassembled | EA | 1880 |  | 53514141875 | 4 Weeks | 87 | LB | 42 | 28 | 28 | 3 Year | PUMP ONLY
912-0082 | Sys,Sew-M264/PSF18X30/Underground | Sys,Sew-M264/PSF18X30/Underground | https://www.zoellerpumps.com/en-us/products/package-systems/912-preassembled | EA | 816 |  | 53514144654 | IN STOCK | 61 | LB | 36 | 22 | 22 | 3 Year | PUMP ONLY
912-0083 | Sys,Sew-BN264/PSF18X30/MFS/Underground | Sys,Sew-BN264/PSF18X30/MFS/Underground | https://www.zoellerpumps.com/en-us/products/package-systems/912-preassembled | EA | 816 |  | 53514144708 | IN STOCK | 62 | LB | 36 | 22 | 22 | 3 Year | PUMP ONLY
912-0084 | Sys,Sew-M266/PSF18X30/Underground | Sys,Sew-M266/PSF18X30/Underground | https://www.zoellerpumps.com/en-us/products/package-systems/912-preassembled | EA | 1050 |  | 53514144715 | 4 Weeks | 62 | LB | 36 | 22 | 22 | 3 Year | PUMP ONLY
912-0085 | Sys,Sew-BN266/PSF/18X30/MFS/Underground | Sys,Sew-BN266/PSF/18X30/MFS/Underground | https://www.zoellerpumps.com/en-us/products/package-systems/912-preassembled | EA | 896 |  | 53514144722 | 4 Weeks | 63 | LB | 36 | 22 | 22 | 3 Year | PUMP ONLY
912-0086 | Sys,Sew-M264/PSF18X30/2V2D/Split Cvr/Premium | Sys,Sew-M264/PSF18X30/2V2D/Split Cvr/Premium | https://www.zoellerpumps.com/en-us/products/package-systems/912-preassembled | EA | 849 |  | 53514160319 | 4 Weeks | 64 | LB | 36 | 22 | 22 | 3 Year | PUMP ONLY
912-0087 | Sys,Sew-BN264/PSF18X30/2V2D/Split Cover/MFS/Premium | Sys,Sew-BN264/PSF18X30/2V2D/Split Cover/MFS/Premium | https://www.zoellerpumps.com/en-us/products/package-systems/912-preassembled | EA | 1170 |  | 53514160326 | 4 Weeks | 64 | LB | 36 | 22 | 22 | 3 Year | PUMP ONLY
912-0088 | Sys,Sew-M266/PSF18X30/2V2D/Split Cover/Premium | Sys,Sew-M266/PSF18X30/2V2D/Split Cover/Premium | https://www.zoellerpumps.com/en-us/products/package-systems/912-preassembled | EA | 1110 |  | 53514160333 | 4 Weeks | 69 | LB | 36 | 22 | 22 | 3 Year | PUMP ONLY
912-0089 | Sys,Sew-BN266/PSF18X30/2V2D/Split Cover/MFS/Premium | Sys,Sew-BN266/PSF18X30/2V2D/Split Cover/MFS/Premium | https://www.zoellerpumps.com/en-us/products/package-systems/912-preassembled | EA | 1200 |  | 53514160340 | 4 Weeks | 69 | LB | 36 | 22 | 22 | 3 Year | PUMP ONLY
912-0090 | Sys,Sew-M264/PSF18X30/Underground/Premium | Sys,Sew-M264/PSF18X30/Underground/Premium | https://www.zoellerpumps.com/en-us/products/package-systems/912-preassembled | EA | 1200 |  | 53514160456 | 4 Weeks | 72 | LB | 36 | 22 | 22 | 3 Year | PUMP ONLY
912-0091 | Sys,Sew-BN264/PSF18X30/MFS/Underground/Premium | Sys,Sew-BN264/PSF18X30/MFS/Underground/Premium | https://www.zoellerpumps.com/en-us/products/package-systems/912-preassembled | EA | 1260 |  | 53514160463 | 4 Weeks | 72 | LB | 36 | 22 | 22 | 3 Year | PUMP ONLY
912-0092 | Sys,Sew-M266/PSF18X30/Underground/Premium | Sys,Sew-M266/PSF18X30/Underground/Premium | https://www.zoellerpumps.com/en-us/products/package-systems/912-preassembled | EA | 1220 |  | 53514160470 | 4 Weeks | 73 | LB | 36 | 22 | 22 | 3 Year | PUMP ONLY
912-0093 | Sys,Sew-BN266/PSF18X30/MFS/Underground/Premium | Sys,Sew-BN266/PSF18X30/MFS/Underground/Premium | https://www.zoellerpumps.com/en-us/products/package-systems/912-preassembled | EA | 1300 |  | 53514160487 | 4 Weeks | 73 | LB | 36 | 22 | 22 | 3 Year | PUMP ONLY
912-0105 | Sys,Sew-M264/P24X24/2V2D | Sys,Sew-M264/P24X24/2V2D | https://www.zoellerpumps.com/en-us/products/package-systems/912-preassembled | EA | 1320 |  | 53514182793 | 4 Weeks | 80 | LB | 30 | 24 | 40 | 3 Year | PUMP ONLY
912-0106 | Sys,Sew-BN264/P24X24/2V2D/MFS | Sys,Sew-BN264/P24X24/2V2D/MFS | https://www.zoellerpumps.com/en-us/products/package-systems/912-preassembled | EA | 1390 |  | 53514182809 | 4 Weeks | 80 | LB | 30 | 24 | 40 | 3 Year | PUMP ONLY
912-0107 | Sys,Sew-M266/P24X24/2V2D | Sys,Sew-M266/P24X24/2V2D | https://www.zoellerpumps.com/en-us/products/package-systems/912-preassembled | EA | 1340 |  | 53514182755 | 4 Weeks | 83 | LB | 30 | 24 | 40 | 3 Year | PUMP ONLY
912-0108 | Sys,Sew-BN266/P24X24/2V2D/MFS | Sys,Sew-BN266/P24X24/2V2D/MFS | https://www.zoellerpumps.com/en-us/products/package-systems/912-preassembled | EA | 1430 |  | 53514182762 | 4 Weeks | 83 | LB | 30 | 24 | 40 | 3 Year | PUMP ONLY
912-0109 | Sys,Sew-BN264/PSF18X30-2V2D/MFS/W-Alarm | Sys,Sew-BN264/PSF18X30-2V2D/MFS/W-Alarm | https://www.zoellerpumps.com/en-us/products/package-systems/912-preassembled | EA | 1012 |  | 53514198596 | 4 Weeks | 59 | LB | 36 | 22 | 22 | 3 Year | PUMP ONLY
912-0114 | Sys,Sew-M264/P24X24/2V2D/ZCO | Sys,Sew-M264/P24X24/2V2D/ZCO | https://www.zoellerpumps.com/en-us/products/package-systems/912-preassembled | EA | 901 |  | 53514208554 | 4 Weeks | 73 | LB | 30 | 24 | 40 | 3 Year | PUMP ONLY
912-0115 | Sys,Sew-BN264/P24X24/2V2D/MFS | Sys,Sew-BN264/P24X24/2V2D/MFS | https://www.zoellerpumps.com/en-us/products/package-systems/912-preassembled | EA | 1290 |  | 53514208592 | 4 Weeks | 73 | LB | 30 | 24 | 40 | 3 Year | PUMP ONLY
912-0116 | Sys,Sew-M266/P24X24/2V2D/ZCO | Sys,Sew-M266/P24X24/2V2D/ZCO | https://www.zoellerpumps.com/en-us/products/package-systems/912-preassembled | EA | 1250 |  | 53514208615 | 4 Weeks | 76 | LB | 30 | 24 | 40 | 3 Year | PUMP ONLY
912-0117 | Sys,Sew-BN266/P24X24/2V2D/MFS/ZCO | Sys,Sew-BN266/P24X24/2V2D/MFS/ZCO | https://www.zoellerpumps.com/en-us/products/package-systems/912-preassembled | EA | 1330 |  | 53514208639 | 4 Weeks | 76 | LB | 30 | 24 | 40 | 3 Year | PUMP ONLY
912-1005 | Sys,Sew-BN264/P18X30-2V 2D/MFS/W-Alarm | Sys,Sew-BN264/P18X30-2V 2D/MFS/W-Alarm | https://www.zoellerpumps.com/en-us/products/package-systems/912-preassembled | EA | 1440 |  | 53514106928 | 4 Weeks | 59 | LB | 36 | 22 | 22 | 3 Year | PUMP ONLY
912-1007 | Sys,Sew-M264/P18X30-2V2D/W-Alarm | Sys,Sew-M264/P18X30-2V2D/W-Alarm | https://www.zoellerpumps.com/en-us/products/package-systems/912-preassembled | EA | 1380 |  | 53514106867 | 4 Weeks | 59 | LB | 36 | 22 | 22 | 3 Year | PUMP ONLY
912-1010 | Sys,Sew-M266/P18X30-2V2D/W-Alarm | Sys,Sew-M266/P18X30-2V2D/W-Alarm | https://www.zoellerpumps.com/en-us/products/package-systems/912-preassembled | EA | 1400 |  | 53514106898 | 4 Weeks | 64 | LB | 36 | 22 | 22 | 3 Year | PUMP ONLY
912-1017 | Sys,Sew-BN266/P18X30-2V2D/MFS/W-Alarm | Sys,Sew-BN266/P18X30-2V2D/MFS/W-Alarm | https://www.zoellerpumps.com/en-us/products/package-systems/912-preassembled | EA | 1480 |  | 53514106959 | 4 Weeks | 64 | LB | 36 | 22 | 22 | 3 Year | PUMP ONLY
912-1055 | Sys,Sew-BN264/P18X30-2D 2"Int Vent/MFS/W-Alarm | Sys,Sew-BN264/P18X30-2D 2"Int Vent/MFS/W-Alarm | https://www.zoellerpumps.com/en-us/products/package-systems/912-preassembled | EA | 1450 |  | 53514106980 | 4 Weeks | 53 | LB | 36 | 22 | 22 | 3 Year | PUMP ONLY
912-1056 | Sys,Sew-BN266/P18X30-2D 2"Int Vent/MFS/W-Alarm | Sys,Sew-BN266/P18X30-2D 2"Int Vent/MFS/W-Alarm | https://www.zoellerpumps.com/en-us/products/package-systems/912-preassembled | EA | 1480 |  | 53514106997 | 4 Weeks | 58 | LB | 36 | 22 | 22 | 3 Year | PUMP ONLY
912-1067 | Sys,Sew-BN266/PSF18X30-2V2D/MFS/W-Alarm | Sys,Sew-BN266/PSF18X30-2V2D/MFS/W-Alarm | https://www.zoellerpumps.com/en-us/products/package-systems/912-preassembled | EA | 1610 |  | 53514123673 | 4 Weeks | 67 | LB | 36 | 22 | 22 | 3 Year | PUMP ONLY
912-1080 | Sys,Sew-BN264/P24X36-2V2D/MFS/W-Alarm | Sys,Sew-BN264/P24X36-2V2D/MFS/W-Alarm | https://www.zoellerpumps.com/en-us/products/package-systems/912-preassembled | EA | 2200 |  | 53514146344 | 4 Weeks | 85 | LB | 42 | 28 | 28 | 3 Year | PUMP ONLY
912-1081 | Sys,Sew-BN266/P24X36-2V2D/MFS/W-Alarm | Sys,Sew-BN266/P24X36-2V2D/MFS/W-Alarm | https://www.zoellerpumps.com/en-us/products/package-systems/912-preassembled | EA | 2240 |  | 53514146351 | 4 Weeks | 90 | LB | 42 | 28 | 28 | 3 Year | PUMP ONLY
912-1082 | Sys,Sew-M264/PSF18X30/Underground/W-Alarm | Sys,Sew-M264/PSF18X30/Underground/W-Alarm | https://www.zoellerpumps.com/en-us/products/package-systems/912-preassembled | EA | 1670 |  | 53514146597 | 4 Weeks | 66 | LB | 36 | 22 | 22 | 3 Year | PUMP ONLY
912-1083 | Sys,Sew-BN264/PSF18X30/MFS/Underground/W-Alarm | Sys,Sew-BN264/PSF18X30/MFS/Underground/W-Alarm | https://www.zoellerpumps.com/en-us/products/package-systems/912-preassembled | EA | 1730 |  | 53514146603 | 4 Weeks | 67 | LB | 36 | 22 | 22 | 3 Year | PUMP ONLY
912-1084 | Sys,Sew-M266/PSF18X30/Underground/W-Alarm | Sys,Sew-M266/PSF18X30/Underground/W-Alarm | https://www.zoellerpumps.com/en-us/products/package-systems/912-preassembled | EA | 1690 |  | 53514146610 | 4 Weeks | 67 | LB | 36 | 22 | 22 | 3 Year | PUMP ONLY
912-1085 | Sys,Sew-BN266/PSF18X30/MFS/Underground/W-Alarm | Sys,Sew-BN266/PSF18X30/MFS/Underground/W-Alarm | https://www.zoellerpumps.com/en-us/products/package-systems/912-preassembled | EA | 1770 |  | 53514146627 | 4 Weeks | 68 | LB | 36 | 22 | 22 | 3 Year | PUMP ONLY
912-1086 | Sys,Sew-M264/PSF18X30/2V2D/Split Cvr/Alm/Premium | Sys,Sew-M264/PSF18X30/2V2D/Split Cvr/Alm/Premium | https://www.zoellerpumps.com/en-us/products/package-systems/912-preassembled | EA | 1460 |  | 53514160357 | 4 Weeks | 67 | LB | 36 | 22 | 22 | 3 Year | PUMP ONLY
912-1087 | Sys,Sew-BN264/PSF18X30/2V2D/Split Cover/MFS/Alarm/Premium | Sys,Sew-BN264/PSF18X30/2V2D/Split Cover/MFS/Alarm/Premium | https://www.zoellerpumps.com/en-us/products/package-systems/912-preassembled | EA | 1590 |  | 53514160364 | 4 Weeks | 67 | LB | 36 | 22 | 22 | 3 Year | PUMP ONLY
912-1088 | Sys,Sew-M266/PSF18X30/2V2D/Split Cover/Alarm/Premium | Sys,Sew-M266/PSF18X30/2V2D/Split Cover/Alarm/Premium | https://www.zoellerpumps.com/en-us/products/package-systems/912-preassembled | EA | 1560 |  | 53514160371 | 4 Weeks | 72 | LB | 36 | 22 | 22 | 3 Year | PUMP ONLY
912-1089 | Sys,Sew-BN266/PSF18X30/2V2D/Split Cover/MFS/Alarm/Premium | Sys,Sew-BN266/PSF18X30/2V2D/Split Cover/MFS/Alarm/Premium | https://www.zoellerpumps.com/en-us/products/package-systems/912-preassembled | EA | 1610 |  | 53514160388 | 4 Weeks | 72 | LB | 36 | 22 | 22 | 3 Year | PUMP ONLY
912-1090 | Sys,Sew-M264/PSF18X30/Underground/Alarm/Premium | Sys,Sew-M264/PSF18X30/Underground/Alarm/Premium | https://www.zoellerpumps.com/en-us/products/package-systems/912-preassembled | EA | 1920 |  | 53514160494 | 4 Weeks | 72 | LB | 36 | 22 | 22 | 3 Year | PUMP ONLY
912-1091 | Sys,Sew-BN264/PSF18X30/MFS/Underground/Alarm/Premium | Sys,Sew-BN264/PSF18X30/MFS/Underground/Alarm/Premium | https://www.zoellerpumps.com/en-us/products/package-systems/912-preassembled | EA | 1950 |  | 53514160500 | 4 Weeks | 76 | LB | 36 | 22 | 22 | 3 Year | PUMP ONLY
912-1092 | Sys,Sew-M266/PSF18X30/Underground/Alm/Premium | Sys,Sew-M266/PSF18X30/Underground/Alm/Premium | https://www.zoellerpumps.com/en-us/products/package-systems/912-preassembled | EA | 1940 |  | 53514160517 | 4 Weeks | 76 | LB | 36 | 22 | 22 | 3 Year | PUMP ONLY
912-1093 | Sys,Sew-BN266/PSF18X30/MFS/Underground/Alm/Premium | Sys,Sew-BN266/PSF18X30/MFS/Underground/Alm/Premium | https://www.zoellerpumps.com/en-us/products/package-systems/912-preassembled | EA | 1990 |  | 53514160524 | 4 Weeks | 77 | LB | 36 | 22 | 22 | 3 Year | PUMP ONLY
912-1098 | Sys,Sew-BN266/PSF24X36/Underground/W-Alarm | Sys,Sew-BN266/PSF24X36/Underground/W-Alarm | https://www.zoellerpumps.com/en-us/products/package-systems/912-preassembled | EA | 2650 |  | 53514245108 | 4 Weeks | 107 | LB | 42 | 30 | 30 | 3 Year | PUMP ONLY
912-1105 | Sys,Sew-M264/P24X24/2V2D/W-Alarm | Sys,Sew-M264/P24X24/2V2D/W-Alarm | https://www.zoellerpumps.com/en-us/products/package-systems/912-preassembled | EA | 1680 |  | 53514183158 | 4 Weeks | 82 | LB | 30 | 24 | 40 | 3 Year | PUMP ONLY
912-1106 | Sys,Sew-BN264/P24X24/2V2D/MFS/W-Alarm | Sys,Sew-BN264/P24X24/2V2D/MFS/W-Alarm | https://www.zoellerpumps.com/en-us/products/package-systems/912-preassembled | EA | 1740 |  | 53514183165 | 4 Weeks | 82 | LB | 30 | 24 | 40 | 3 Year | PUMP ONLY
912-1107 | Sys,Sew-M266/P24X24/2V2D/W-Alarm | Sys,Sew-M266/P24X24/2V2D/W-Alarm | https://www.zoellerpumps.com/en-us/products/package-systems/912-preassembled | EA | 1700 |  | 53514183172 | 4 Weeks | 85 | LB | 30 | 24 | 40 | 3 Year | PUMP ONLY
912-1108 | Sys,Sew-BN266/P24X24/2V2D/MFS/W-Alarm | Sys,Sew-BN266/P24X24/2V2D/MFS/W-Alarm | https://www.zoellerpumps.com/en-us/products/package-systems/912-preassembled | EA | 1780 |  | 53514183189 | 4 Weeks | 85 | LB | 30 | 24 | 40 | 3 Year | PUMP ONLY
912-1114 | Sys,Sew-M264/P24X24/2V2D/W-Alarm/ZCO | Sys,Sew-M264/P24X24/2V2D/W-Alarm/ZCO | https://www.zoellerpumps.com/en-us/products/package-systems/912-preassembled | EA | 1590 |  | 53514208578 | 4 Weeks | 75 | LB | 30 | 24 | 40 | 3 Year | PUMP ONLY
912-1115 | Sys,Sew-BN264/P24X24/2V2D/MFS/W-Alarm/ZCO | Sys,Sew-BN264/P24X24/2V2D/MFS/W-Alarm/ZCO | https://www.zoellerpumps.com/en-us/products/package-systems/912-preassembled | EA | 1650 |  | 53514208608 | 4 Weeks | 75 | LB | 30 | 24 | 40 | 3 Year | PUMP ONLY
912-1116 | Sys,Sew-M266/P24X24/2V2D/W-Alarm/ZCO | Sys,Sew-M266/P24X24/2V2D/W-Alarm/ZCO | https://www.zoellerpumps.com/en-us/products/package-systems/912-preassembled | EA | 1590 |  | 53514208622 | 4 Weeks | 78 | LB | 30 | 24 | 40 | 3 Year | PUMP ONLY
912-1117 | Sys,Sew-BN266/P24X24/2V2D/MFS/W-Alarm/ZCO | Sys,Sew-BN266/P24X24/2V2D/MFS/W-Alarm/ZCO | https://www.zoellerpumps.com/en-us/products/package-systems/912-preassembled | EA | 1690 |  | 53514208646 | 4 Weeks | 78 | LB | 30 | 24 | 40 | 3 Year | PUMP ONLY
912-1123 | Sys,Sew-M211/PSF18X30-2V2D/Alarm | Sys,Sew-M211/PSF18X30-2V2D/Alarm | https://www.zoellerpumps.com/en-us/products/package-systems/912-preassembled | EA | 880 |  | 53514362768 | 4 Weeks | 39 | LB | 36 | 22 | 22 | 2 Year | PUMP ONLY
912-1124 | Sys,Sew-BN264/P24X24/2V2D/MFS/Split Cover | Sys,Sew-BN264/P24X24/2V2D/MFS/Split Cover | https://www.zoellerpumps.com/en-us/products/package-systems/912-preassembled | EA | 1350 |  | 53514364083 | 4 Weeks | 73 | LB | 30 | 24 | 40 | 3 Year | PUMP ONLY
912-1127 | Sys,Sew-M212/PSF18X30-2V2D | Sys,Sew-M212/PSF18X30-2V2D | https://www.zoellerpumps.com/en-us/products/package-systems/912-preassembled | EA | 990 |  | 53514404055 | 4 Weeks | 39 | LB | 36 | 22 | 22 | 1 Year | PUMP ONLY
912-1141 | Sys,Sew-M264/P24X24/2V2D/ZCO/Insp | Sys,Sew-M264/P24X24/2V2D/ZCO/Insp | https://www.zoellerpumps.com/en-us/products/package-systems/912-preassembled | EA | 768 |  | 53514480080 | IN STOCK | 62 | LB | 30 | 24 | 40 | 3 Year | PUMP ONLY
912-1142 | Sys,Sew-BN264/P24X24/2V2D/ZCO/MFS/Insp | Sys,Sew-BN264/P24X24/2V2D/ZCO/MFS/Insp | https://www.zoellerpumps.com/en-us/products/package-systems/912-preassembled | EA | 801 |  | 53514480523 | IN STOCK | 64.6 | LB | 30 | 24 | 40 | 3 Year | PUMP ONLY
912-1143 | Sys,Sew-M266/P24X24/2V2D/ZCO/Insp | Sys,Sew-M266/P24X24/2V2D/ZCO/Insp | https://www.zoellerpumps.com/en-us/products/package-systems/912-preassembled | EA | 847 |  | 53514480530 | 4 Weeks | 67 | LB | 30 | 24 | 40 | 3 Year | PUMP ONLY
912-1144 | Sys,Sew-BN266/P24X24/2V2D/MFS/ZCO/Insp | Sys,Sew-BN266/P24X24/2V2D/MFS/ZCO/Insp | https://www.zoellerpumps.com/en-us/products/package-systems/912-preassembled | EA | 883 |  | 53514480455 | 4 Weeks | 69.6 | LB | 30 | 24 | 40 | 3 Year | PUMP ONLY
912-1147 | Sys,Sew-M264/P24X24/2V2D/W-Alarm/ZCO/Insp | Sys,Sew-M264/P24X24/2V2D/W-Alarm/ZCO/Insp | https://www.zoellerpumps.com/en-us/products/package-systems/912-preassembled | EA | 1840 |  | 53514480561 | 4 Weeks | 66.1 | LB | 30 | 24 | 40 | 3 Year | PUMP ONLY
912-1148 | Sys,Sew-BN264/P24X24/2V2D/MFS/W-Alarm/ZCO/Insp | Sys,Sew-BN264/P24X24/2V2D/MFS/W-Alarm/ZCO/Insp | https://www.zoellerpumps.com/en-us/products/package-systems/912-preassembled | EA | 1410 |  | 53514479299 | 4 Weeks | 68.1 | LB | 30 | 24 | 40 | 3 Year | PUMP ONLY
912-1149 | Sys,Sew-M266/P24X24/2V2D/W-Alarm/ZCO/Insp | Sys,Sew-M266/P24X24/2V2D/W-Alarm/ZCO/Insp | https://www.zoellerpumps.com/en-us/products/package-systems/912-preassembled | EA | 1440 |  | 53514480578 | 4 Weeks | 71.1 | LB | 30 | 24 | 40 | 3 Year | PUMP ONLY
912-1150 | Sys,Sew-BN266/P24X24/2V2D/MFS/W-Alarm/ZCO/Insp | Sys,Sew-BN266/P24X24/2V2D/MFS/W-Alarm/ZCO/Insp | https://www.zoellerpumps.com/en-us/products/package-systems/912-preassembled | EA | 1500 |  | 53514479282 | 4 Weeks | 73.1 | LB | 30 | 24 | 40 | 3 Year | PUMP ONLY
912-1153 | Sys,Sew-M212/Dup/P24X24/2V2D/W-Alarm/ZCO/Insp | Sys,Sew-M212/Dup/P24X24/2V2D/W-Alarm/ZCO/Insp | https://www.zoellerpumps.com/en-us/products/package-systems/912-preassembled | EA | 3320 |  | 53514479329 | 4 Weeks | 69.1 | LB | 30 | 24 | 40 | 2 Year | PUMP ONLY
912-1159 | Sys,Sew-M264/Dup/P24X24/2V2D/W-Alarm/ZCO/Insp | Sys,Sew-M264/Dup/P24X24/2V2D/W-Alarm/ZCO/Insp | https://www.zoellerpumps.com/en-us/products/package-systems/912-preassembled | EA | 3350 |  | 53514479312 | 4 Weeks | 107.1 | LB | 30 | 24 | 40 | 3 Year | PUMP ONLY
912-1161 | Sys,Sew-M266/Dup/P24X24/2V2D/W-Alarm/ZCO/Insp | Sys,Sew-M266/Dup/P24X24/2V2D/W-Alarm/ZCO/Insp | https://www.zoellerpumps.com/en-us/products/package-systems/912-preassembled | EA | 3400 |  | 53514482602 | 4 Weeks | 117.1 | LB | 30 | 24 | 40 | 3 Year | PUMP ONLY
915-0005 | Sys,Sew-BN801/PSF18X30-2V1.25D/MFS/Alarm/Suspended | Sys,Sew-BN801/PSF18X30-2V1.25D/MFS/Alarm/Suspended | https://www.zoellerpumps.com/en-us/products/grinder-pumps/residential-packages/915 | EA | 2031 |  | 53514309596 | IN STOCK | 60 | LB | 36 | 22 | 22 | 1 Year | PUMP ONLY
915-0006 | Sys,Sew-BN801/P-24X24/Rotomolded-2V1.25D/MFS/Alarm/Suspended | Sys,Sew-BN801/P-24X24/Rotomolded-2V1.25D/MFS/Alarm/Suspended | https://www.zoellerpumps.com/en-us/products/grinder-pumps/residential-packages/915 | EA | 3070 |  | 53514312176 | 4 Weeks | 65 | LB | 30 | 40 | 48 | 1 Year | PUMP ONLY
915-0007 | Sys,Sew-BN801/F-18X30-2V1.25D/10'/MFS/Alarm/Suspended | Sys,Sew-BN801/F-18X30-2V1.25D/10'/MFS/Alarm/Suspended | https://www.zoellerpumps.com/en-us/products/grinder-pumps/residential-packages/915 | EA | 3260 |  | 53514312183 | 4 Weeks | 71 | LB | 36 | 22 | 22 | 1 Year | PUMP ONLY
915-0008 | Sys,Sew-BN801/PSF18X30-3V1.25D/MFS/Alarm/Suspended | Sys,Sew-BN801/PSF18X30-3V1.25D/MFS/Alarm/Suspended | https://www.zoellerpumps.com/en-us/products/grinder-pumps/residential-packages/915 | EA | 2740 |  | 53514316020 | 4 Weeks | 60 | LB | 36 | 22 | 22 | 1 Year | PUMP ONLY
915-0009 | Sys,Sew-BN801/P-24X24/Rotomolded-3V1.25D/MFS/Alarm/Suspended | Sys,Sew-BN801/P-24X24/Rotomolded-3V1.25D/MFS/Alarm/Suspended | https://www.zoellerpumps.com/en-us/products/grinder-pumps/residential-packages/915 | EA | 3060 |  | 53514316037 | 4 Weeks | 65 | LB | 30 | 40 | 48 | 1 Year | PUMP ONLY
915-0010 | Sys,Sew-BN801/F-18X30-3V1.25D/10'/MFS/Alarm/Suspended | Sys,Sew-BN801/F-18X30-3V1.25D/10'/MFS/Alarm/Suspended | https://www.zoellerpumps.com/en-us/products/grinder-pumps/residential-packages/915 | EA | 3260 |  | 53514316044 | 4 Weeks | 71 | LB | 36 | 22 | 22 | 1 Year | PUMP ONLY
915-0012 | Sys,Sew-BN801/P-24X36/AFD/1.25"D/Outdoor/Alarm/Suspended/With 12" Extension | Sys,Sew-BN801/P-24X36/AFD/1.25"D/Outdoor/Alarm/Suspended/With 12" Extension | https://www.zoellerpumps.com/en-us/products/grinder-pumps/residential-packages/915 | EA | 4470 |  | 53514340261 | 4 Weeks | 85 | LB | 54 | 26 | 26 | 1 Year | PUMP ONLY
915-0020 | Sys,Sew-M807/P24X24/2V1.25D/Check Valve/Alarm | Sys,Sew-M807/P24X24/2V1.25D/Check Valve/Alarm | https://www.zoellerpumps.com/en-us/products/grinder-pumps/residential-packages/915 | EA | 3040 |  | 53514366858 | 4 Weeks | 100 | LB | 30 | 24 | 40 | 3 Year | PUMP ONLY
915-0022 | Sys,Sew-M807/P18X30-2V1.25D/Check Valve/Alarm | Sys,Sew-M807/P18X30-2V1.25D/Check Valve/Alarm | https://www.zoellerpumps.com/en-us/products/grinder-pumps/residential-packages/915 | EA | 2840 |  | 53514366872 | 4 Weeks | 90 | LB | 36 | 22 | 22 | 3 Year | PUMP ONLY
915-0023 | Sys,Sew-M803/P24X24/2V1.25D/Check Valve/Alarm | Sys,Sew-M803/P24X24/2V1.25D/Check Valve/Alarm | https://www.zoellerpumps.com/en-us/products/grinder-pumps/residential-packages/915 | EA | 3040 |  | 53514367176 | 4 Weeks | 100 | LB | 30 | 24 | 40 | 3 Year | PUMP ONLY
915-0025 | Sys,Sew-M803/P18X30-2V1.25D/Check Valve/Alarm | Sys,Sew-M803/P18X30-2V1.25D/Check Valve/Alarm | https://www.zoellerpumps.com/en-us/products/grinder-pumps/residential-packages/915 | EA | 2860 |  | 53514367206 | 4 Weeks | 90 | LB | 36 | 22 | 22 | 3 Year | PUMP ONLY
915-0030 | Sys,Sew-M803/PSF24x36/Underground/Check Valve/4" Inlet Hub/Alarm |  |  | EA | 4040 |  | 53514390440 | 4 Weeks | 98 | LB | 42 | 30 | 30 | 3 Year | PUMP ONLY
915-0031 | Sys,Sew-M803/PSF18X30/Underground/Check Valve/Alarm |  |  | EA | 1935 |  | 53514395018 | 4 Weeks | 56 | LB | 36 | 22 | 22 | 3 Year | PUMP ONLY
915-0033 | Sys,Sew-M805/P18X30-2V1.25D/Check Valve/Alarm | Sys,Sew-M805/P18X30-2V1.25D/Check Valve/Alarm | https://www.zoellerpumps.com/en-us/products/grinder-pumps/residential-packages/915 | EA | 2860 |  | 53514398224 | 4 Weeks | 90 | LB | 36 | 22 | 22 | 3 Year | PUMP ONLY
915-0034 | Sys,Sew-M805/P24X24/2V1.25D/Check Valve/Alarm | Sys,Sew-M805/P24X24/2V1.25D/Check Valve/Alarm | https://www.zoellerpumps.com/en-us/products/grinder-pumps/residential-packages/915 | EA | 3040 |  | 53514398248 | 4 Weeks | 100 | LB | 30 | 24 | 40 | 3 Year | PUMP ONLY
915-0038 | Sys,Sew-M803/P24X24/2V1.25D/Check Valve/A-Pak Alarm | Sys,Sew-M803/P24X24/2V1.25D/Check Valve/A-Pak Alarm | https://www.zoellerpumps.com/en-us/products/grinder-pumps/residential-packages/915 | EA | 3230 |  | 53514425999 | 4 Weeks | 100 | LB | 30 | 24 | 40 | 3 Year | PUMP ONLY
915-0039 | Sys,Sew-M803/P18X30-2V1.25D/Check Valve/A-Pak Alarm | Sys,Sew-M803/P18X30-2V1.25D/Check Valve/A-Pak Alarm | https://www.zoellerpumps.com/en-us/products/grinder-pumps/residential-packages/915 | EA | 3040 |  | 53514426019 | 4 Weeks | 90 | LB | 36 | 22 | 22 | 3 Year | PUMP ONLY
915-0040 | Sys,Sew-M805/P24X24/2V1.25D/Check Valve/A-Pak Alarm | Sys,Sew-M805/P24X24/2V1.25D/Check Valve/A-Pak Alarm | https://www.zoellerpumps.com/en-us/products/grinder-pumps/residential-packages/915 | EA | 3230 |  | 53514426026 | 4 Weeks | 100 | LB | 30 | 24 | 40 | 3 Year | PUMP ONLY
915-0041 | Sys,Sew-M805/P18X30-2V1.25D/Check Valve/A-Pak Alarm | Sys,Sew-M805/P18X30-2V1.25D/Check Valve/A-Pak Alarm | https://www.zoellerpumps.com/en-us/products/grinder-pumps/residential-packages/915 | EA | 3040 |  | 53514426033 | 4 Weeks | 90 | LB | 36 | 22 | 22 | 3 Year | PUMP ONLY
915-0042 | Sys,Sew-M807/P24X24/2V1.25D/Check Valve/A-Pak Alarm | Sys,Sew-M807/P24X24/2V1.25D/Check Valve/A-Pak Alarm | https://www.zoellerpumps.com/en-us/products/grinder-pumps/residential-packages/915 | EA | 3230 |  | 53514426040 | 4 Weeks | 100 | LB | 30 | 24 | 40 | 3 Year | PUMP ONLY
915-0043 | Sys,Sew-M807/P18X30-2V1.25D/Check Valve/A-Pak Alarm | Sys,Sew-M807/P18X30-2V1.25D/Check Valve/A-Pak Alarm | https://www.zoellerpumps.com/en-us/products/grinder-pumps/residential-packages/915 | EA | 3030 |  | 53514426057 | 4 Weeks | 90 | LB | 36 | 22 | 22 | 3 Year | PUMP ONLY
915-0047 | Sys,Sew-M803/P24X24/2V2D/ZCO/Insp | Sys,Sew-M803/P24X24/2V2D/ZCO/Insp | https://www.zoellerpumps.com/en-us/products/grinder-pumps/residential-packages/916 | EA | 1798 |  | 53514481131 | 4 Weeks | 91 | LB | 30 | 24 | 40 | 3 Year | PUMP ONLY
915-0048 | Sys,Sew-M803/P24X24/2V2D/W-Alarm/ZCO/Insp | Sys,Sew-M803/P24X24/2V2D/W-Alarm/ZCO/Insp | https://www.zoellerpumps.com/en-us/products/grinder-pumps/residential-packages/917 | EA | 2710 |  | 53514481148 | 4 Weeks | 95.1 | LB | 30 | 24 | 40 | 3 Year | PUMP ONLY
915-0049 | Sys,Sew-BN803/P24X24/2V2D/ZCO/MFS/Insp | Sys,Sew-BN803/P24X24/2V2D/ZCO/MFS/Insp | https://www.zoellerpumps.com/en-us/products/grinder-pumps/residential-packages/918 | EA | 1833 |  | 53514481155 | 4 Weeks | 93.6 | LB | 30 | 24 | 40 | 3 Year | PUMP ONLY
915-0081 | Sys,Sew-BN803/P24X24/2V2D/MFS/W-Alarm/ZCO/Insp | Sys,Sew-BN803/P24X24/2V2D/MFS/W-Alarm/ZCO/Insp | https://www.zoellerpumps.com/en-us/products/grinder-pumps/residential-packages/919 | EA | 2760 |  | 53514481162 | 4 Weeks | 97.1 | LB | 30 | 24 | 40 | 3 Year | PUMP ONLY
915-0086 | Sys,Sew-M807/P24X24/2V2D/ZCO/Insp | Sys,Sew-M807/P24X24/2V2D/ZCO/Insp | https://www.zoellerpumps.com/en-us/products/grinder-pumps/residential-packages/920 | EA | 2049 |  | 53514481179 | 4 Weeks | 91 | LB | 30 | 24 | 40 | 3 Year | PUMP ONLY
915-0087 | Sys,Sew-M807/P24X24/2V2D/W-Alarm/ZCO/Insp | Sys,Sew-M807/P24X24/2V2D/W-Alarm/ZCO/Insp | https://www.zoellerpumps.com/en-us/products/grinder-pumps/residential-packages/921 | EA | 3250 |  | 53514481186 | 4 Weeks | 95.1 | LB | 30 | 24 | 40 | 3 Year | PUMP ONLY
915-0088 | Sys,Sew-BN807/P24X24/2V2D/ZCO/MFS/Insp | Sys,Sew-BN807/P24X24/2V2D/ZCO/MFS/Insp | https://www.zoellerpumps.com/en-us/products/grinder-pumps/residential-packages/922 | EA | 2920 |  | 53514481193 | 4 Weeks | 93.6 | LB | 30 | 24 | 40 | 3 Year | PUMP ONLY
915-0089 | Sys,Sew-BN807/P24X24/2V2D/MFS/W-Alarm/ZCO/Insp | Sys,Sew-BN807/P24X24/2V2D/MFS/W-Alarm/ZCO/Insp | https://www.zoellerpumps.com/en-us/products/grinder-pumps/residential-packages/923 | EA | 3310 |  | 53514480462 | 4 Weeks | 97.1 | LB | 30 | 24 | 40 | 3 Year | PUMP ONLY
922-0009 | Sys,Grinder-WD820/F24X36/Indoor/Prepack/Sim | Sys,Grinder-WD820/F24X36/Indoor/Prepack/Sim | https://www.zoellerpumps.com/en-us/products/grinder-pumps/commercial-packages/820-840-turnkey | EA | 7220 |  | 53514099985 | 5 Weeks | 184 | LB | 42 | 40 | 48 | 3 Year | PUMP ONLY
922-0065 | Sys,Grinder-E840/F36X60/FG Cvr/Prepack/Dup/Control Panel/Float Tree | Sys,Grinder-E840/F36X60/FG Cvr/Prepack/Dup/Control Panel/Float Tree | https://www.zoellerpumps.com/en-us/products/grinder-pumps/commercial-packages/820-840-turnkey | EA | 25030 |  | 53514464370 | 5 Weeks | 578 | LB | 66 | 40 | 48 | 1 Year | NO
922-0066 | Sys,Grinder-E820/F24X60/FG Cvr/Prepack/Sim/Control Panel/Float Tree | Sys,Grinder-E820/F24X60/FG Cvr/Prepack/Sim/Control Panel/Float Tree | https://www.zoellerpumps.com/en-us/products/grinder-pumps/commercial-packages/820-840-turnkey | EA | 10820 |  | 53514464387 | 5 Weeks | 321 | LB | 67 | 40 | 48 | 3 Year | PUMP ONLY
922-0067 | Sys,Grinder-E820/F24X72/FG Cvr/Prepack/Sim/Control Panel/Float Tree | Sys,Grinder-E820/F24X72/FG Cvr/Prepack/Sim/Control Panel/Float Tree | https://www.zoellerpumps.com/en-us/products/grinder-pumps/commercial-packages/820-840-turnkey | EA | 11290 |  | 53514464394 | 5 Weeks | 330 | LB | 78 | 40 | 48 | 3 Year | PUMP ONLY
922-0068 | Sys,Grinder-E840/F24X60/FG Cvr/Prepack/Sim/Control Panel/Float Tree | Sys,Grinder-E840/F24X60/FG Cvr/Prepack/Sim/Control Panel/Float Tree | https://www.zoellerpumps.com/en-us/products/grinder-pumps/commercial-packages/820-840-turnkey | EA | 14070 |  | 53514464400 | 5 Weeks | 321 | LB | 67 | 40 | 48 | 1 Year | NO
922-0069 | Sys,Grinder-E840/F24X72/FG Cvr/Prepack/Sim/Control Panel/Float Tree | Sys,Grinder-E840/F24X72/FG Cvr/Prepack/Sim/Control Panel/Float Tree | https://www.zoellerpumps.com/en-us/products/grinder-pumps/commercial-packages/820-840-turnkey | EA | 14540 |  | 53514464417 | 5 Weeks | 330 | LB | 78 | 40 | 48 | 1 Year | NO
922-0070 | Sys,Grinder-E820/F24X48/FG Cvr/Prepack/Sim/Control Panel/Float Tree | Sys,Grinder-E820/F24X48/FG Cvr/Prepack/Sim/Control Panel/Float Tree | https://www.zoellerpumps.com/en-us/products/grinder-pumps/commercial-packages/820-840-turnkey | EA | 10720 |  | 53514464424 | 5 Weeks | 311 | LB | 54 | 40 | 48 | 3 Year | PUMP ONLY
922-0071 | Sys,Grinder-E820/P30X72/FG Cvr/Prepack/Sim/Control Panel/Float Tree | Sys,Grinder-E820/P30X72/FG Cvr/Prepack/Sim/Control Panel/Float Tree | https://www.zoellerpumps.com/en-us/products/grinder-pumps/commercial-packages/820-840-turnkey | EA | 11060 |  | 53514464431 | 5 Weeks | 350 | LB | 78 | 40 | 48 | 3 Year | PUMP ONLY
922-0072 | Sys,Grinder-E820/P30X84/FG Cvr/Prepack/Sim/Control Panel/Float Tree | Sys,Grinder-E820/P30X84/FG Cvr/Prepack/Sim/Control Panel/Float Tree | https://www.zoellerpumps.com/en-us/products/grinder-pumps/commercial-packages/820-840-turnkey | EA | 12460 |  | 53514464448 | 5 Weeks | 375 | LB | 90 | 40 | 48 | 3 Year | PUMP ONLY
922-0073 | Sys,Grinder-E840/P30X72/FG Cvr/Prepack/Sim/Control Panel/Float Tree | Sys,Grinder-E840/P30X72/FG Cvr/Prepack/Sim/Control Panel/Float Tree | https://www.zoellerpumps.com/en-us/products/grinder-pumps/commercial-packages/820-840-turnkey | EA | 14310 |  | 53514464455 | 5 Weeks | 350 | LB | 78 | 40 | 48 | 1 Year | NO
922-0074 | Sys,Grinder-E840/P30X84/FG Cvr/Prepack/Sim/Control Panel/Float Tree | Sys,Grinder-E840/P30X84/FG Cvr/Prepack/Sim/Control Panel/Float Tree | https://www.zoellerpumps.com/en-us/products/grinder-pumps/commercial-packages/820-840-turnkey | EA | 15710 |  | 53514464462 | 5 Weeks | 375 | LB | 90 | 40 | 48 | 1 Year | NO
922-0075 | Sys,Grinder-E810/F24X48/FG Cvr/Prepack/Sim/Control Panel/Float Tree | Sys,Grinder-E810/F24X48/FG Cvr/Prepack/Sim/Control Panel/Float Tree | https://www.zoellerpumps.com/en-us/products/grinder-pumps/commercial-packages/820-840-turnkey | EA | 10780 |  | 53514464479 | 5 Weeks | 311 | LB | 54 | 40 | 48 | 2 Year | NO
922-0076 | Sys,Grinder-E810/F24X60/FG Cvr/Prepack/Sim/Control Panel/Float Tree | Sys,Grinder-E810/F24X60/FG Cvr/Prepack/Sim/Control Panel/Float Tree | https://www.zoellerpumps.com/en-us/products/grinder-pumps/commercial-packages/820-840-turnkey | EA | 11030 |  | 53514464486 | 5 Weeks | 321 | LB | 67 | 40 | 48 | 2 Year | NO
922-0077 | Sys,Grinder-E810/F24X72/FG Cvr/Prepack/Sim/Control Panel/Float Tree | Sys,Grinder-E810/F24X72/FG Cvr/Prepack/Sim/Control Panel/Float Tree | https://www.zoellerpumps.com/en-us/products/grinder-pumps/commercial-packages/820-840-turnkey | EA | 11270 |  | 53514464493 | 5 Weeks | 330 | LB | 78 | 40 | 48 | 2 Year | NO
922-0078 | Sys,Grinder-E815/F24X48/FG Cvr/Prepack/Sim/Control Panel/Float Tree | Sys,Grinder-E815/F24X48/FG Cvr/Prepack/Sim/Control Panel/Float Tree | https://www.zoellerpumps.com/en-us/products/grinder-pumps/commercial-packages/820-840-turnkey | EA | 11060 |  | 53514464509 | 5 Weeks | 311 | LB | 54 | 40 | 48 | 2 Year | NO
922-0079 | Sys,Grinder-E815/F24X60/FG Cvr/Prepack/Sim/Control Panel/Float Tree | Sys,Grinder-E815/F24X60/FG Cvr/Prepack/Sim/Control Panel/Float Tree | https://www.zoellerpumps.com/en-us/products/grinder-pumps/commercial-packages/820-840-turnkey | EA | 11300 |  | 53514464516 | 5 Weeks | 321 | LB | 67 | 40 | 48 | 2 Year | NO
922-0080 | Sys,Grinder-E815/F24X72/FG Cvr/Prepack/Sim/Control Panel/Float Tree | Sys,Grinder-E815/F24X72/FG Cvr/Prepack/Sim/Control Panel/Float Tree | https://www.zoellerpumps.com/en-us/products/grinder-pumps/commercial-packages/820-840-turnkey | EA | 11780 |  | 53514464523 | 5 Weeks | 330 | LB | 78 | 40 | 48 | 2 Year | NO
922-0081 | Sys,Grinder-E820/50'Cd/F24X84/FG Cvr/Prepack/Sim/Control Panel/Float Tree | Sys,Grinder-E820/50'Cd/F24X84/FG Cvr/Prepack/Sim/Control Panel/Float Tree | https://www.zoellerpumps.com/en-us/products/grinder-pumps/commercial-packages/820-840-turnkey | EA | 8250 |  | 53514464530 | IN STOCK | 311 | LB | 90 | 40 | 48 | 3 Year | PUMP ONLY
922-0082 | Sys,Grinder-E820/50'Cd/F24X96/FG Cvr/Prepack/Sim/Control Panel/Float Tree | Sys,Grinder-E820/50'Cd/F24X96/FG Cvr/Prepack/Sim/Control Panel/Float Tree | https://www.zoellerpumps.com/en-us/products/grinder-pumps/commercial-packages/820-840-turnkey | EA | 13310 |  | 53514464547 | 5 Weeks | 395 | LB | 102 | 40 | 48 | 3 Year | PUMP ONLY
922-0083 | Sys,Grinder-E810/P30X72/FG Cvr/Prepack/Sim/Control Panel/Float Tree | Sys,Grinder-E810/P30X72/FG Cvr/Prepack/Sim/Control Panel/Float Tree | https://www.zoellerpumps.com/en-us/products/grinder-pumps/commercial-packages/820-840-turnkey | EA | 11900 |  | 53514464554 | 4 Weeks | 350 | LB | 78 | 40 | 48 | 2 Year | NO
922-0084 | Sys,Grinder-E815/P30X72/FG Cvr/Prepack/Sim/Control Panel/Float Tree | Sys,Grinder-E815/P30X72/FG Cvr/Prepack/Sim/Control Panel/Float Tree | https://www.zoellerpumps.com/en-us/products/grinder-pumps/commercial-packages/820-840-turnkey | EA | 12180 |  | 53514464561 | 5 Weeks | 350 | LB | 78 | 40 | 48 | 2 Year | NO
922-0085 | Sys,Grinder-E810/P30X72/FG Cvr/Prepack/Sim/Control Panel/Float Tree | Sys,Grinder-E810/P30X72/FG Cvr/Prepack/Sim/Control Panel/Float Tree | https://www.zoellerpumps.com/en-us/products/grinder-pumps/commercial-packages/820-840-turnkey | EA | 11840 |  | 53514464585 | 5 Weeks | 350 | LB | 78 | 40 | 48 | 2 Year | NO
922-0086 | Sys,Grinder-BE820/F24X48/FG Cvr/Prepack/Sim/Control Panel/Float Tree | Sys,Grinder-BE820/F24X48/FG Cvr/Prepack/Sim/Control Panel/Float Tree | https://www.zoellerpumps.com/en-us/products/grinder-pumps/commercial-packages/820-840-turnkey | EA | 9840 |  | 53514467586 | 5 Weeks | 284 | LB | 67 | 40 | 48 | 3 Year | PUMP ONLY
922-0087 | Sys,Grinder-BE820/F24X60/FG Cvr/Prepack/Sim/Control Panel/Float Tree | Sys,Grinder-BE820/F24X60/FG Cvr/Prepack/Sim/Control Panel/Float Tree | https://www.zoellerpumps.com/en-us/products/grinder-pumps/commercial-packages/820-840-turnkey | EA | 9930 |  | 53514467593 | 5 Weeks | 291 | LB | 67 | 40 | 48 | 3 Year | PUMP ONLY
922-0088 | Sys,Grinder-BE820/F24X72/FG Cvr/Prepack/Sim/Control Panel/Float Tree | Sys,Grinder-BE820/F24X72/FG Cvr/Prepack/Sim/Control Panel/Float Tree | https://www.zoellerpumps.com/en-us/products/grinder-pumps/commercial-packages/820-840-turnkey | EA | 7810 |  | 53514467609 | 5 Weeks | 296 | LB | 82 | 40 | 48 | 3 Year | PUMP ONLY
932-0020 | Suspended Hdwe&RWD810/Sim Repl For Pos Displ Grinder/Rect Eq | Suspended Hdwe&RWD810/Sim Repl For Pos Displ Grinder/Rect Eq | https://www.zoellerpumps.com/en-us/products/grinder-pumps/progressing-cavity/932-replacement | EA | 7970 |  | 53514362775 | 5 Weeks | 175 | LB | 48 | 40 | 48 | 2 Year | NO
932-0021 | Suspended Hdwe&RWD810/Sim Repl For Pos Displ Grinder/Round Eqd | Suspended Hdwe&RWD810/Sim Repl For Pos Displ Grinder/Round Eqd | https://www.zoellerpumps.com/en-us/products/grinder-pumps/progressing-cavity/932-replacement | EA | 8040 |  | 53514362409 | 5 Weeks | 128 | LB | 30 | 40 | 48 | 2 Year | NO
932-0022 | Suspended Hdwe&RWD815/Sim Repl For Pos Displ Grinder/Rect Eq | Suspended Hdwe&RWD815/Sim Repl For Pos Displ Grinder/Rect Eq | https://www.zoellerpumps.com/en-us/products/grinder-pumps/progressing-cavity/932-replacement | EA | 8240 |  | 53514368975 | 5 Weeks | 175 | LB | 48 | 48 | 40 | 2 Year | NO
932-0023 | Suspended Hdwe&RWD815/Sim Repl For Pos Displ Grinder/Round Eqd | Suspended Hdwe&RWD815/Sim Repl For Pos Displ Grinder/Round Eqd | https://www.zoellerpumps.com/en-us/products/grinder-pumps/progressing-cavity/932-replacement | EA | 8310 |  | 53514368982 | 5 Weeks | 128 | LB | 48 | 30 | 40 | 2 Year | NO
940-0005 | Oil Guard System W-.3Hp/N57 | Oil Guard System W-.3Hp/N57 | https://www.zoellerpumps.com/en-us/products/elevator-systems/oil-guard | EA | 3750 |  | 53514154752 | 3 Weeks | 37 | LB | 12.25 | 7.5 | 11 | 1 Year | PUMP ONLY
940-0006 | Oil Guard System W-.4Hp/N152 | Oil Guard System W-.4Hp/N152 | https://www.zoellerpumps.com/en-us/products/elevator-systems/oil-guard | EA | 3125 |  | 53514154769 | IN STOCK | 48 | LB | 12.25 | 7.5 | 11 | 1 Year | PUMP ONLY
940-0007 | Oil Guard System W-.5Hp/N153 | Oil Guard System W-.5Hp/N153 | https://www.zoellerpumps.com/en-us/products/elevator-systems/oil-guard | EA | 3282 |  | 53514154776 | IN STOCK | 49 | LB | 12.25 | 7.5 | 11 | 1 Year | PUMP ONLY
940-0008 | Oil Guard System W-.5Hp/N161 | Oil Guard System W-.5Hp/N161 | https://www.zoellerpumps.com/en-us/products/elevator-systems/oil-guard | EA | 3939 |  | 53514205683 | IN STOCK | 91 | LB | 12.25 | 7.5 | 11 | 1 Year | PUMP ONLY
940-0011 | Oil Guard System W-.3Hp/Oil Resistant 6'Cd/N57 | Oil Guard System W-.3Hp/Oil Resistant 6'Cd/N57 | https://www.zoellerpumps.com/en-us/products/elevator-systems/oil-guard | EA | 3750 |  | 53514329976 | 3 Weeks | 37 | LB | 12.25 | 7.5 | 11 | 1 Year | PUMP ONLY
940-0012 | Oil Guard System W-.4Hp/elevator sump/6'Cd/N152 | Oil Guard System W-.4Hp/elevator sump/6'Cd/N152 | https://www.zoellerpumps.com/en-us/products/elevator-systems/oil-guard | EA | 3125 |  | 53514329990 | IN STOCK | 48 | LB | 12.25 | 7.5 | 11 | 1 Year | PUMP ONLY
940-0013 | Oil Guard System W-.5Hp/elevator sump/6'Cd/N153 | Oil Guard System W-.5Hp/elevator sump/6'Cd/N153 | https://www.zoellerpumps.com/en-us/products/elevator-systems/oil-guard | EA | 3283 |  | 53514330019 | IN STOCK | 49 | LB | 12.25 | 7.5 | 11 | 1 Year | PUMP ONLY
940-0014 | Oil Guard System W-.5Hp/Elevator Sump/6'Cd/N161 | Oil Guard System W-.5Hp/Elevator Sump/6'Cd/N161 | https://www.zoellerpumps.com/en-us/products/elevator-systems/oil-guard | EA | 3939 |  | 53514330033 | IN STOCK | 91 | LB | 12.25 | 7.5 | 11 | 1 Year | PUMP ONLY
941-0006 | Oil Smart Control/Sim/50Hz/.4Hp/V152 | Oil Smart Control/Sim/50Hz/.4Hp/V152 | https://www.zoellerpumps.com/en-us/products/elevator-systems/oil-guard | EA | 4940 |  | 53514208325 | 3 Weeks | 51 | LB | 12.25 | 7.5 | 11 | 1 Year | PUMP ONLY
941-0007 | Oil Smart Control/Sim/50Hz/.5Hp/V153 | Oil Smart Control/Sim/50Hz/.5Hp/V153 | https://www.zoellerpumps.com/en-us/products/elevator-systems/oil-guard | EA | 5070 |  | 53514208332 | 3 Weeks | 50 | LB | 12.25 | 7.5 | 11 | 1 Year | PUMP ONLY
941-0008 | Oil Smart Control/Sim/50Hz/.5Hp/V161 | Oil Smart Control/Sim/50Hz/.5Hp/V161 | https://www.zoellerpumps.com/en-us/products/elevator-systems/oil-guard | EA | 5480 |  | 53514208349 | 3 Weeks | 92 | LB | 12.25 | 7.5 | 11 | 1 Year | PUMP ONLY
95-0001 | M95 115V/1Ph/.5Hp/cCSAus | M95 115V/1Ph/.5Hp/cCSAus | https://www.zoellerpumps.com/en-us/products/sump-effluent-pumps/residential/model-95 | EA | 621 | 465.75 | 53514399573 | IN STOCK | 38 | LB | 12.25 | 7.75 | 11 | 5 Year | NO
98-0001 | M98 115V/1Ph/cCSAus | M98 115V/1Ph/cCSAus/UL | https://www.zoellerpumps.com/en-us/products/sump-effluent-pumps/residential/model-98 | EA | 455 | 341.25 | 53514029463 | IN STOCK | 31 | LB | 12.25 | 7.75 | 11 | 3 Year | YES
98-0002 | N98 115V/1Ph/cCSAus | N98 115V/1Ph/cCSAus/UL | https://www.zoellerpumps.com/en-us/products/sump-effluent-pumps/residential/model-98 | EA | 435 | 326.25 | 53514029470 | IN STOCK | 31 | LB | 12.25 | 7.75 | 11 | 3 Year | YES
98-0003 | D98 230V/1Ph/cCSAus | D98 230V/1Ph/cCSAus/UL | https://www.zoellerpumps.com/en-us/products/sump-effluent-pumps/residential/model-98 | EA | 560 | 420 | 53514029487 | 3 Weeks | 31 | LB | 12.25 | 7.75 | 11 | 3 Year | YES
98-0004 | E98 230V/1Ph/cCSAus | E98 230V/1Ph/cCSAus/UL | https://www.zoellerpumps.com/en-us/products/sump-effluent-pumps/residential/model-98 | EA | 520 | 390 | 53514029494 | 3 Weeks | 31 | LB | 12.25 | 7.75 | 11 | 3 Year | YES
98-0005 | BN98 115V/1Ph/Pb15'/cCSAus | BN98 115V/1Ph/Pb15'/UL/cCSAus Pump | https://www.zoellerpumps.com/en-us/products/sump-effluent-pumps/residential/model-98 | EA | 486 | 364.5 | 53514029500 | IN STOCK | 31 | LB | 12.25 | 7.75 | 11 | 3 Year | YES
98-0010 | M98 25'Cd/115V/1Ph/cCSAus | M98 25'Cd/115V/1Ph/cCSAus/UL | https://www.zoellerpumps.com/en-us/products/sump-effluent-pumps/residential/model-98 | EA | 505 | 450 | 53514036485 | 3 Weeks | 31 | LB | 12.25 | 7.75 | 11 | 3 Year | YES
98-0013 | N98 35'Cd/115V/1Ph/cCSAus | N98 35'Cd/115V/1Ph/cCSAus/UL | https://www.zoellerpumps.com/en-us/products/sump-effluent-pumps/residential/model-98 | EA | 650 | 487.5 | 53514036515 | 3 Weeks | 31 | LB | 12.25 | 7.75 | 11 | 3 Year | YES
98-0014 | M98 35'Cd/115V/1Ph/cCSAus | M98 35'Cd/115V/1Ph/cCSAus/UL | https://www.zoellerpumps.com/en-us/products/sump-effluent-pumps/residential/model-98 | EA | 710 | 532.5 | 53514036850 | 3 Weeks | 31 | LB | 12.25 | 7.75 | 11 | 3 Year | YES
98-0016 | N98 25'Cd/115V/1Ph/cCSAus | N98 25'Cd/115V/1Ph/cCSAus/UL | https://www.zoellerpumps.com/en-us/products/sump-effluent-pumps/residential/model-98 | EA | 600 | 450 | 53514037390 | 3 Weeks | 31 | LB | 12.25 | 7.75 | 11 | 3 Year | YES
98-0020 | BE98 230V/1Ph/Pb15'/cCSAus | BE98 230V/1Ph/Pb15'/cCSAus/UL | https://www.zoellerpumps.com/en-us/products/sump-effluent-pumps/residential/model-98 | EA | 640 | 480 | 53514041434 | 3 Weeks | 31 | LB | 12.25 | 7.75 | 11 | 3 Year | YES
98-0021 | D98 25'Cd/230V/1Ph/cCSAus | D98 25'Cd/230V/1Ph/cCSAus/UL | https://www.zoellerpumps.com/en-us/products/sump-effluent-pumps/residential/model-98 | EA | 600 | 450 | 53514058289 | 3 Weeks | 31 | LB | 12.25 | 7.75 | 11 | 3 Year | YES
98-0027 | M98 115V/1Ph/Ci Imp/cCSAus | M98 115V/1Ph/Ci Imp/cCSAus/UL | https://www.zoellerpumps.com/en-us/products/sump-effluent-pumps/residential/model-98 | EA | 580 | 435 | 53514070045 | 3 Weeks | 31 | LB | 12.25 | 7.75 | 11 | 3 Year | YES
98-0028 | N98 115V/1Ph/Ci Imp/cCSAus | N98 115V/1Ph/Ci Imp/cCSAus/UL | https://www.zoellerpumps.com/en-us/products/sump-effluent-pumps/residential/model-98 | EA | 520 | 390 | 53514070052 | 3 Weeks | 31 | LB | 12.25 | 7.75 | 11 | 3 Year | YES
98-0032 | BN98 115V/1Ph/Ci Imp/Pb15'/cCSAus | BN98 115V/1Ph/Ci Imp/Pb15'/UL/cCSAus | https://www.zoellerpumps.com/en-us/products/sump-effluent-pumps/residential/model-98 | EA | 630 | 472.5 | 53514087425 | 3 Weeks | 31 | LB | 12.25 | 7.75 | 11 | 3 Year | YES
98-0033 | E98 50'Cd/230V/1Ph/cCSAus | E98 50'Cd/230V/1Ph/cCSAus/UL | https://www.zoellerpumps.com/en-us/products/sump-effluent-pumps/residential/model-98 | EA | 700 | 525 | 53514090548 | 3 Weeks | 31 | LB | 12.25 | 7.75 | 11 | 3 Year | YES
98-0040 | M98 35'Cd/115V/1Ph/Ci Imp/cCSAus | M98 35'Cd/115V/1Ph/Ci Imp/cCSAus/UL | https://www.zoellerpumps.com/en-us/products/sump-effluent-pumps/residential/model-98 | EA | 750 | 562.5 | 53514099152 | 3 Weeks | 31 | LB | 12.25 | 7.75 | 11 | 3 Year | YES
98-0041 | E98 230V/1Ph/CI Imp/cCSAus | E98 230V/1Ph/CI Imp/cCSAus/UL | https://www.zoellerpumps.com/en-us/products/sump-effluent-pumps/residential/model-98 | EA | 560 | 420 | 53514101350 | 3 Weeks | 31 | LB | 12.25 | 7.75 | 11 | 3 Year | YES
98-0042 | BN98 35'Cd/115V/1P/Pb35'/cCSAus | BN98 35'Cd/115V/1P/Pb35'/cCSAus/UL | https://www.zoellerpumps.com/en-us/products/sump-effluent-pumps/residential/model-98 | EA | 820 | 615 | 53514103064 | 3 Weeks | 31 | LB | 12.25 | 7.75 | 11 | 3 Year | YES
98-0043 | N98 35'Cd/115V/1Ph/Ci Imp/cCSAus | N98 35'Cd/115V/1Ph/Ci Imp/cCSAus/UL | https://www.zoellerpumps.com/en-us/products/sump-effluent-pumps/residential/model-98 | EA | 690 | 517.5 | 53514104399 | 3 Weeks | 31 | LB | 12.25 | 7.75 | 11 | 3 Year | YES
98-0045 | D98 230V/1Ph/Ci Imp/cCSAus | D98 230V/1Ph/Ci Imp/cCSAus/UL | https://www.zoellerpumps.com/en-us/products/sump-effluent-pumps/residential/model-98 | EA | 600 | 450 | 53514114732 | 3 Weeks | 31 | LB | 12.25 | 7.75 | 11 | 3 Year | YES
98-0046 | D98 50'Cd/230V/1Ph/cCSAus | D98 50'Cd/230V/1Ph/cCSAus/UL | https://www.zoellerpumps.com/en-us/products/sump-effluent-pumps/residential/model-98 | EA | 730 | 547.5 | 53514117238 | 3 Weeks | 31 | LB | 12.25 | 7.75 | 11 | 3 Year | YES
98-0047 | E98 25'Cd/230V/1Ph/cCSAus | E98 25'Cd/230V/1Ph/cCSAus/UL | https://www.zoellerpumps.com/en-us/products/sump-effluent-pumps/residential/model-98 | EA | 580 | 435 | 53514123024 | 3 Weeks | 31 | LB | 12.25 | 7.75 | 11 | 3 Year | YES
98-0049 | E98 35'Cd/230V/1Ph/cCSAus | E98 35'Cd/230V/1Ph/cCSAus/UL | https://www.zoellerpumps.com/en-us/products/sump-effluent-pumps/residential/model-98 | EA | 600 | 450 | 53514132248 | 3 Weeks | 31 | LB | 12.25 | 7.75 | 11 | 3 Year | YES
98-0050 | BN98 25'Cd/115V/1P/Pb25'/cCSAus | BN98 25'Cd/115V/1P/Pb25'/UL/cCSAus | https://www.zoellerpumps.com/en-us/products/sump-effluent-pumps/residential/model-98 | EA | 690 | 517.5 | 53514165079 | 3 Weeks | 31 | LB | 12.25 | 7.75 | 11 | 3 Year | YES
98-0056 | N98 25'Cd/115V/1Ph/Ci Imp/cCSAus | N98 25'Cd/115V/1Ph/Ci Imp/cCSAus/UL | https://www.zoellerpumps.com/en-us/products/sump-effluent-pumps/residential/model-98 | EA | 620 | 465 | 53514312220 | 3 Weeks | 31 | LB | 12.25 | 7.75 | 11 | 3 Year | YES
98-0063 | D98 35'Cd/230V/1Ph/cCSAus | D98 35'Cd/230V/1Ph/cCSAus/UL | https://www.zoellerpumps.com/en-us/products/sump-effluent-pumps/residential/model-98 | EA | 660 | 495 | 53514316877 | 3 Weeks | 31 | LB | 12.25 | 7.75 | 11 | 3 Year | YES
98-0066 | BN98 115V/1Ph/Vertical Master 15'/cCSAus Pump | BN98 115V/1Ph/Vertical Master 15'/UL/cCSAus Pump | https://www.zoellerpumps.com/en-us/products/sump-effluent-pumps/residential/model-98 | EA | 620 | 465 | 53514349783 | 3 Weeks | 31 | LB | 12.25 | 7.75 | 11 | 3 Year | YES
98-0068 | BE98 50'Cd/230V/1Ph/Pb50'/cCSAus | BE98 50'Cd/230V/1Ph/Pb50'/cCSAus/UL | https://www.zoellerpumps.com/en-us/products/sump-effluent-pumps/residential/model-98 | EA | 970 | 727.5 | 53514407230 | 3 Weeks | 31 | LB | 12.25 | 7.75 | 11 | 3 Year | YES
98-0073 | M98 115V/1Ph/cCSAus/Cast Iron Impeller & Base | M98 115V/1Ph/cCSAus/Cast Iron Impeller & Base | https://www.zoellerpumps.com/en-us/products/sump-effluent-pumps/residential/model-98 | EA | 600 | 450 | 53514474225 | 3 Weeks | 31 | LB | 12.25 | 7.75 | 11 | 3 Year | YES
98-0074 | N98 115V/1Ph/cCSAus/Cast Iron Impeller & Base | N98 115V/1Ph/cCSAus/Cast Iron Impeller & Base | https://www.zoellerpumps.com/en-us/products/sump-effluent-pumps/residential/model-98 | EA | 540 | 405 | 53514474256 | 3 Weeks | 31 | LB | 12.25 | 7.75 | 11 | 3 Year | YES
98-0076 | M98 35'Cd/115V/1Ph/cCSAus/Cast Iron Impeller & Base |  |  | EA | 720 | 540 | 53514464820 | 3 Weeks | 31 | LB | 12.25 | 7.75 | 11 | 3 Year | YES
98-0077 | M98 15'Cd/115V/1Ph/cCSAus |  |  | EA | 490 | 367.5 | 53514497835 | IN STOCK | 31 | LB | 12.25 | 7.75 | 11 | 3 Year | YES
Effective: June 12th, 2023
Supersedes: June 15th, 2022

## Service Parts
SERVICE PARTS - ALL BRANDS
June 12th, 2023 List Prices
SEARCH | Description | UM | List Price | UPC Code | Weight | UM
150997 | Housing,Mtr-&Str 575V/3Ph/1Hp/1725RPM/( | EA | 611.5 | 53514278366 | 29 | LB
Item Number | Description | UM | List Price | UPC Code | Weight | UM
1003 | Adapter-Mach 163/165/293 | EA | 127 | 53514000011 | 13 | LB
1005 | Housing,Pump-Mach "290 Series" | EA | 193.5 | 53514000028 | 15.5 | LB
1009 | Stator 230V/1Ph/1Hp. | EA | 491 | 53514048372 | 12.5 | LB
1011 | Gasket,Case/Cover | EA | 8.5 | 53514000035 | 0.01 | LB
1012 | Bearing,Sleeve-Bronze/Md 160/180/280/290 | EA | 2 | 53514000042 | 0.022 | LB
1013 | Bearing,Radial 6303 W-Snap Ring | EA | 15 | 53514000059 | 0.5 | LB
1014 | Seal,Mtr Hsg | EA | 1 | 53514000066 | 0.01 | LB
1015 | Seal,Shaft-Asm | EA | 16 | 53514058081 | 0.2 | LB
1016 | Seal,Shaft Carbon/Stationary | EA | 8.5 | 53514296445 | 0.051 | LB
1017 | Seal,Shaft Ceramic/Rotary | EA | 7 | 53514296469 | 0.011 | LB
1023 | Guard, "160/180/280/290" | EA | 8 | 53514000073 | 0.425 | LB
1036 | Impeller Br "293" | EA | 83 | 53514000080 | 1.8 | LB
1040 | Flange Pkg 2"NPT | EA | 56 | 53514444655 | 2.8 | LB
1043 | Rod Asm,Flt/14"Lg | EA | 33 | 53514000103 | 0.08 | LB
1068 | Cord Term&Seal 230V/25'/16-3 SOW-A | EA | 155.5 | 53514000165 | 2.1 | LB
1070 | Wire Pkg (6 Wire) | EA | 17.5 | 53514000172 | 0.1 | LB
1072 | Guide Asm,Flt Rod | EA | 4 | 53514000189 | 0.1 | LB
1076 | Rebuild Kit "293" | EA | 197 | 53514000202 | 6 | LB
1077 | Cover-Mach Std Cd Or 3Ph "293" | EA | 141.5 | 53514000219 | 10.5 | LB
1509 | Base-Mach "137" | EA | 72.5 | 53514064914 | 47 | LB
1519 | Cover-Mach/Brass "139" | EA | 507 | 53514000264 | 5.2 | LB
1526 | Rod,Float-Molded/"137/267" | EA | 3 | 53514000271 | 0.0154 | LB
1536 | Relay Asm 200V G1 | EA | 14.5 | 53514000288 | 0.3 | LB
1633 | Stator 230V/1Ph/.5Hp GE | EA | 299.5 | 53514000301 | 5.5 | LB
1726 | Cordage,14-3 SOW Or SOOW/CSA/UL | EA | 4 | 53514062156 | 0.171 | LB
1734 | Cordage,14-4 SOW Or SOOW/CSA/UL | EA | 6.5 | 53514165727 | 0.205 | LB
1766 | Clamp,Worm Drive Hose/SAE 36/SS w/Zinc S | EA | 3 | 53514000363 | 0.06 | LB
1770 | Clamp,Strain Relief-Red | EA | 1 | 53514000387 | 0.001 | LB
1776 | Connector,Wirenut/Gray 2 #22 - 2 #16 | EA | 1 | 53514000400 | 0.01 | LB
1797 | Insulation-Insulator Flag Term | EA | 1 | 53514086022 | 0.001 | LB
1809 | Nut,.375-16 H-SST | EA | 0.5 | 53514034160 | 0.012 | LB
1810 | Nut,#6-32 H-Stl Zi Pl | EA | 0.5 | 53514000417 | 0.01 | LB
1812 | Nut,.25-20 H -SST | EA | 0.5 | 53514000424 | 0.01 | LB
1813 | Nut,.313-18 H -SST | EA | 0.5 | 53514087807 | 0.01 | LB
1819 | Nut,.5-13 H -SS | EA | 1.5 | 53514000455 | 0.012 | LB
1822 | Nut,#10-24 H-St Zi | EA | 0.5 | 53514086961 | 0.01 | LB
1838 | Pin,18-8 SST Cotter-.125"X1.25" | EA | 1 | 53514303556 | 0.01 | LB
1851 | Ring,Snap-#5100-50/Carbon Steel | EA | 1 | 53514000462 | 0.01 | LB
1852 | Ring,Snap-#500-112 34 Pump Hsg | EA | 1 | 53514000479 | 0.01 | LB
1872 | Screw,.313-18X1.5 Hex Head Tap Bolt- | EA | 0.5 | 53514000493 | 0.03 | LB
1875 | Screw,#4 X.25 Rh Dr-SS | EA | 0.5 | 53514000516 | 0.01 | LB
1877 | Screw,#6-32X.25RHM Sl Tc Stlgr | EA | 0.5 | 53514000523 | 0.01 | LB
1880 | Screw,.25-20 X.75 RHM-Sl SS | EA | 0.5 | 53514000530 | 0.01 | LB
1883 | Screw,#10-24 X.375 RHM-Sl SS | EA | 0.5 | 53514000554 | 0.01 | LB
1884 | Screw,#10-24 X .625 RHM-Sl SS | EA | 0.5 | 53514311667 | 0.01 | LB
1885 | Screw,#10-24 X.75 RHM-Slt SS | EA | 0.5 | 53514000561 | 0.01 | LB
1890 | Screw,#8-32 X.375 SS SL/Pan Head Phillip | EA | 1 | 53514000585 | 0.01 | LB
1891 | Screw,#6-32 X.5 RHM-Sl Stl Zi | EA | 0.5 | 53514000592 | 0.01 | LB
1895 | Screw,.313-18 X 1.5 HH Cap-SS | EA | 1 | 53514000615 | 0.04 | LB
1901 | Screw,#8-32 X.375 Phm-Sl Stl | EA | 0.5 | 53514358938 | 0.01 | LB
1903 | Screw,#8X.75 Shmtl-Rhpl-Stl Bo | EA | 0.5 | 53514000639 | 0.01 | LB
1908 | Screw,.313-18 X1.25 HH Cap-SS | EA | 1.5 | 53514084721 | 0.01 | LB
1909 | Screw,.5-13 X 2 HH Cap-SS | EA | 3 | 53514000646 | 0.01 | LB
1910 | Screw,.313-18 X .75 HH Cap-SS | EA | 1 | 53514000653 | 0.01 | LB
1911 | Screw,.25-20 X 1.5 RHM-Sl SS | EA | 1 | 53514034214 | 0.1 | LB
1914 | Screw,Stator 8-32 X 2.53 Lg | EA | 0.5 | 53514000660 | 0.01 | LB
1915 | Screw,#10-24 X 1 RHM-Sl Stl Zi | EA | 0.5 | 53514086978 | 0.001 | LB
1916 | Screw,.25-20X.75 Hhm-SS/Indented/Unslott | EA | 0.5 | 53514000677 | 0.01 | LB
1920 | Screw,.375-16 X 1 Hhcap-Stl Zi | EA | 0.5 | 53514034238 | 0.015 | LB
1928 | Sealer,Loctite-609-5Cc Tube/Green | EA | 12.5 | 53514000684 | 0.16 | LB
2000 | Screw,Sem/10-24 X .375 HH-Sl Tc.688Wash | EA | 2 | 53514000691 | 0.01 | LB
2051 | Terminal,Female Pin 16-18Ga | EA | 1 | 53514000714 | 0.01 | LB
2056 | Terminal,Female Pin GE Str Wire | EA | 0.5 | 53514034245 | 0.01 | LB
2115 | Washer,Flat SS - 1/2D Standard | EA | 0.5 | 53514000745 | 0.01 | LB
2117 | Washer,Stl-.375"OD x .15"Id x .032 | EA | 0.5 | 53514000752 | 0.01 | LB
2140 | Washer,Trst-Nyl.875 X .504 X .050" | EA | 0.5 | 53514000769 | 0.01 | LB
2141 | Washer,Spcr-Nyl.75" X .504" X .050 | EA | 0.5 | 53514000776 | 0.01 | LB
2143 | Washer,Cord-.675"Od/.465"Id/.062"Thk | EA | 0.5 | 53514351823 | 0.01 | LB
2148 | Washer,Pstr-1.375" X .625" X .047" | EA | 0.5 | 53514000783 | 0.01 | LB
2185 | Wire,18Ga-C&S B 6" Lg | EA | 1 | 53514351847 | 0.0118 | LB
2195 | Wire,18Ga-C&S Blue 6" Lg | EA | 1 | 53514351878 | 0.005 | LB
2222 | Wire Asm-F-F(1) Wire Gy 9" Lg | EA | 4.5 | 53514000790 | 0.01 | LB
2223 | Wire Asm-F-F(1) Wire B 6" Lg | EA | 4 | 53514351830 | 0
2226 | Wire Asm F-F(1) Wire Gy 9" Lg | EA | 4.5 | 53514000806 | 0.01 | LB
2227 | Wire Asm F-I(1) Wire Gy 4" Lg | EA | 5 | 53514000813 | 0.01 | LB
2229 | Wire Asm-I-P(2) Wire R | EA | 6 | 53514000820 | 0.09 | LB
2231 | Wire Asm-I-P(1) Wire Rs 2.25" Lg | EA | 3 | 53514000837 | 0.03 | LB
2237 | Wire Asm-F-P(1) Wire Blue 6" Lg | EA | 3 | 53514351861 | 0
2241 | Wire Asm-F-P(1) Wire R 6.5" Lg | EA | 3 | 53514351885 | 0
2255 | Washer,Lock-Stl .25" Split | EA | 0.5 | 53514034252 | 0.01 | LB
2272 | Seal,Cord Hole-Asm | EA | 2.5 | 53514000844 | 0.04 | LB
2318 | Cord Term&Seal 230V/15'/18-3 SJTW/Na/1 | EA | 56.5 | 53514000851 | 1.1 | LB
2319 | Cord Term&Seal 115V/15'/18-3 SJTW-A/Nona | EA | 45 | 53514000868 | 0.95 | LB
2320 | Cord Term&Seal 230V/ 9'/18-3 SJTW-A/Auto | EA | 42 | 53514000875 | 0.65 | LB
2321 | Cord Term&Seal 115V/ 9'/18-3 SJTW-A/Auto | EA | 31.5 | 53514000882 | 0.65 | LB
2322 | Cord Term&Seal 115V/15'/18-3 SJTW-A/Auto | EA | 44.5 | 53514000899 | 0.95 | LB
2325 | Cord Term&Seal 115V/35'/16-3 SJOW-A/Auto | EA | 166.5 | 53514000905 | 2.7 | LB
2326 | Seal,Cord-Asm | EA | 2 | 53514000912 | 0.05 | LB
2340 | Housing,H-L Ctrl-Mach | EA | 61.5 | 53514000981 | 2 | LB
2342 | Cover & Plug | EA | 43.5 | 53514000998 | 3 | LB
2343 | Cordage Term&Seals/10'/16-4 SOW-A | EA | 91.5 | 53514001001 | 0.83 | LB
2344 | Cord Term&Seal 115V/10'/18-3 SOW-A | EA | 36.5 | 53514001018 | 0.75 | LB
2345 | Cord Term&Seal 230V/10'/18-3 SOW-A/1Ph | EA | 54.5 | 53514001025 | 0.75 | LB
2346 | Cordage Term&Seals/10'/16-4 SJOW-A | EA | 69 | 53514001032 | 0.83 | LB
2347 | Cord Term&Seal 115V/ 9'/18-3 SJTW-A | EA | 36 | 53514001049 | 0.83 | LB
2348 | Cord Term&Seal 115V/10'/16-3 SJOW or SJO | EA | 36.5 | 53514001056 | 0.68 | LB
2349 | Cordage Term&Seals/10'/16-4 SOW-A | EA | 79.5 | 53514001063 | 0.83 | LB
2351 | Seal,Cord-Asm&Strrlf Heyco 18G | EA | 7 | 53514001070 | 0.8 | LB
2353 | Cord Term&Seal 230V/ 9'/18-3 SJTW-A/1Ph | EA | 41.5 | 53514001087 | 0.65 | LB
2354 | Cord Term&Seal 115/230V/10'/16-3 SJOW-A | EA | 174.5 | 53514001094 | 0.68 | LB
2355 | Cord Term&Seal 115/230V/10'/16-3 SOW-A | EA | 76.5 | 53514001100 | 0.68 | LB
2356 | Cordage Term&Seals/10'/16-3 SOW-A | EA | 76.5 | 53514001117 | 0.68 | LB
2357 | Adapter-Mach "280" | EA | 158.5 | 53514001124 | 13.5 | LB
2358 | Carton Asm "160/180/280/290" | EA | 51.5 | 53514001131 | 5.1 | LB
2360 | Switch,Mf-Term & Seal 1' | EA | 137 | 53514001148 | 2 | LB
2361 | Switch,Mf-Term & Seal 10' | EA | 85 | 53514001155 | 2 | LB
2362 | Housing & Cord Hole Plug | EA | 63.5 | 53514001162 | 2 | LB
2379 | Arm & Seal Asm | EA | 40.5 | 53514001186 | 0.2 | LB
2381 | Capacitor & Clamp Asm/20Uf 370V | EA | 26 | 53514001209 | 0.43 | LB
2383 | Oil,Dielectric-(38 Oz) | EA | 55.5 | 53514001223 | 2 | LB
2384 | Package,New Service Station | EA | 1381 | 53514001230 | 13 | LB
2399 | Bolt,Thru 4.8750" Lg | EA | 1 | 53514001247 | 0.1 | LB
2401 | Cover & Cord 230V/1Ph | EA | 314 | 53514001254 | 12.3 | LB
2402 | Cord Term&Seal 230V/20'/16-3 SOW-A/1Ph/N | EA | 122 | 53514001261 | 1.33 | LB
2404 | Bolt,Thru 4.6250" Lg | EA | 1 | 53514001285 | 0.1 | LB
2405 | Bolt,Thru 4.8125" Lg | EA | 1 | 53514001292 | 0.5 | LB
2406 | Bolt,Thru "94/147" | EA | 1 | 53514001308 | 0.1 | LB
2407 | Bolt,Thru 5.8750" Lg | EA | 1 | 53514001315 | 0.1 | LB
2408 | Bolt,Thru 5.9375" Lg | EA | 1 | 53514001322 | 0.1 | LB
2409 | Bolt,Thru 6.1875" Lg | EA | 1 | 53514001339 | 0.1 | LB
2410 | Bolt,Thru 6.3750" Lg | EA | 1 | 53514001346 | 0.1 | LB
2411 | Bolt,Thru 6.6250" Lg | EA | 1 | 53514001353 | 0.1 | LB
2412 | Bolt,Thru 6.6875" Lg | EA | 1 | 53514001360 | 0.1 | LB
2413 | End Bell W/Brg (94-124) | EA | 25.5 | 53514001377 | 6 | LB
2414 | End Bell W/Brg (147-119&-129) | EA | 25.5 | 53514001384 | 6 | LB
2425 | Rebuild Kit "165" | EA | 200 | 53514001391 | 7.5 | LB
2429 | Cord Term&Seal 230V/20'/16-3 SOW-A/1Ph/A | EA | 121.5 | 53514001407 | 1.33 | LB
2430 | Seal,Shaft | EA | 34 | 53514001414 | 0.1 | LB
2474 | Relay Asm 115V/G5 | EA | 14.5 | 53514001452 | 1 | LB
2484 | Carton,"160/280/290" | EA | 25.5 | 53514084844 | 2.217 | LB
2499 | Cover & Cord 115V/1Ph 163 | EA | 310 | 53514001544 | 12.18 | LB
2507 | Cord Term&Seal 115V/20'/16-3 SJOW or SJO | EA | 164.5 | 53514001568 | 1.33 | LB
2508 | Cord Term&Seal 115V/20'/16-3 SJOW or SJO | EA | 165 | 53514001575 | 1.33 | LB
2524 | Rod,Float-Molded "76" | EA | 2.5 | 53514001605 | 0.0132 | LB
2570 | Impeller "97/98" | EA | 8 | 53514001612 | 0.2 | LB
2588 | Oil,Dielectric (19 Oz) | EA | 35.5 | 53514001643 | 1.188 | LB
2589 | Case & Switch "97" | EA | 88.5 | 53514001650 | 2.3 | LB
2593 | Rebuild Kit "97" | EA | 104.5 | 53514001674 | 4 | LB
2596 | Housing,Mtr-& Str 230V/1Ph 97 | EA | 230.5 | 53514001681 | 11.2 | LB
2597 | Parts,Small-Kit 97 | EA | 16 | 53514001698 | 1 | LB
2599 | Cover & Handle Asm Br "139" | EA | 535.5 | 53514001704 | 5.9 | LB
2608 | Screw,.313-18 X 1"HH Cap-SS | EA | 0.5 | 53514001711 | 0.01 | LB
2609 | Wire Asm-F-I(1) Wire Gy 9" Lg | EA | 3 | 53514001728 | 0.01 | LB
2690 | Base Asm "53/55" | EA | 6.5 | 53514001773 | 0.42 | LB
2704 | Cord Term&Seal ED/115V/10'/16-3 SJOW-A/ | EA | 58.5 | 53514001803 | 0.68 | LB
2721 | Rod,Flt-5'Xl "112" | EA | 40 | 53514001810 | 2.25 | LB
2722 | Column Brg & Holder 5'Xl "112" | EA | 537.5 | 53514001827 | 12.6 | LB
2729 | Wire Asm F-F(1) Wire Gy 9" Lg | EA | 2.5 | 53514001834 | 0.01 | LB
2738 | Wire Asm F-F(1) Wire Gy 9"Lg | EA | 3 | 53514001858 | 0.01 | LB
2805 | Cord Term&Seal 230V/25'/16-3 SOW-A | EA | 154.5 | 53514001872 | 1.7 | LB
2843 | Stator 230V/1Ph/1Hp. | EA | 471 | 53514001896 | 10 | LB
2884 | Rod,Float-1'Xl | EA | 26.5 | 53514001926 | 1.25 | LB
2885 | Column Brg & Holder 1'Xl "112" | EA | 267.5 | 53514001933 | 5.6 | LB
2940 | Stator 230/460V/3Ph/1Hp | EA | 583.5 | 53514027018 | 10.18 | LB
2961 | Cover & Cord 200V/1Ph | EA | 315.5 | 53514001957 | 12.3 | LB
2963 | Cover & Cord 3Ph "160/180/290" | EA | 327.5 | 53514001964 | 12.6 | LB
2987 | Plate,Conversion-3" To 2" V&D | EA | 9 | 53514001971 | 0.2 | LB
2990 | Washer,Cvr-.875" X .375" X .100" | EA | 0.5 | 53514001995 | 0.01 | LB
2998 | Impeller "282" | EA | 77.5 | 53514002015 | 2.5 | LB
2999 | Impeller "284" | EA | 116.5 | 53514002022 | 3.5 | LB
3006 | Shaft 26.875" | EA | 61.5 | 53514002053 | 1.603 | LB
3020 | Switch Asm-Cond Mtg | EA | 43 | 53514002084 | 0.1 | LB
3021 | Head Brg & Col Asm | EA | 73 | 53514002091 | 2 | LB
3035 | Bearing,Thrust "03" | EA | 10.5 | 53514002121 | 0.1 | LB
3041 | Cord & Term 115V/"03", "67","79","80" & | EA | 28 | 53514002145 | 0.6 | LB
3052 | Grommet,Guide | EA | 13 | 53514057572 | 1 | LB
3055 | Guide Asm | EA | 20 | 53514002183 | 0.2 | LB
3056 | Column,Repair "03" | EA | 21 | 53514002190 | 1.53 | LB
3060 | Handle,SS "55/59/98" | EA | 3 | 53514002220 | 0.13 | LB
3078 | Wire Asm-F-P(1) Wire Y 5.5" Lg | EA | 3 | 53514351908 | 0
3079 | Wire,18Ga-C&S Y 5.5" Lg | EA | 1 | 53514351915 | 0.01 | LB
3083 | Rod Asm,Flt/13.5"Lg | EA | 33 | 53514002237 | 0.084 | LB
3108 | Carton Asm "53" | EA | 4 | 53514002251 | 0.42 | LB
3109 | Carton,"53" | EA | 4 | 53514103125 | 0.685 | LB
3110 | Shaft Asm-4' XL "112" | EA | 352 | 53514002268 | 5.1 | LB
3126 | Seal,SO Cable 14-3 | EA | 55.5 | 53514002275 | 0.182 | LB
3127 | Seal,Bush & Wash 10-3 Uf Cable | EA | 18.5 | 53514002282 | 0.17 | LB
3128 | Fastener Pkg (Cvr V Or D FLG) | EA | 1 | 53514002299 | 0.03 | LB
3159 | Stator 200/208V/3Ph/1Hp | EA | 431.5 | 53514034269 | 9 | LB
3165 | Wire Pkg (G,R,B) 282 | EA | 8.5 | 53514002350 | 0.03 | LB
3168 | Oil,Dielectric-(44 Oz) | EA | 59.5 | 53514002381 | 2.75 | LB
3170 | Rebuild Kit "280" (11/81 Thru 8/86) | EA | 206 | 53514002398 | 8 | LB
3173 | Cover & Cord 115V/1Ph "282" | EA | 284 | 53514002411 | 11.9 | LB
3174 | Cover & Cord 230V/1Ph "280" | EA | 282 | 53514002428 | 11.9 | LB
3177 | Housing,Mtr-& Term Asm"50" | EA | 72.5 | 53514002459 | 6.8 | LB
3178 | Housing,Mtr-Brg & Term Asm"54" | EA | 88.5 | 53514002466 | 6.8 | LB
3179 | Housing,Mtr-Brg&Term Br 50 Ser | EA | 892 | 53514002473 | 9.1 | LB
3180 | Parts,Small-Kit 53 | EA | 17.5 | 53514002480 | 0.5 | LB
3181 | Rebuild Kit "53/1053" (9/81 Thru 8/86) | EA | 106 | 53514002497 | 3.5 | LB
3188 | Seal,SO Cable 18-2 | EA | 37 | 53514002503 | 0.2 | LB
3229 | Screw,Sem 10-12X.5Hh-Slshmt Sc R Tp A | EA | 2 | 53514002527 | 0.01 | LB
3232 | Cord Term&Seal 115V/25'/16-3 SJTW-A/Auto | EA | 108.5 | 53514002534 | 1.9 | LB
3280 | Liner,Sidewall "280-290" | EA | 6.5 | 53514435066 | 1.172 | LB
3281 | Liner,FLG Pkg "280-290" | EA | 2.5 | 53514435073 | 0.186 | LB
3286 | Seal Asm,Shaft/John Crane | EA | 8 | 53514096755 | 0.01 | LB
3402 | Seal,Thru Wall Term | EA | 2 | 53514002602 | 0.005 | LB
3429 | Housing,Pump-&Brg Mach "268" | EA | 184 | 53514002619 | 18.6 | LB
3575 | Capacitor & Clamp Asm/40 Uf 370V | EA | 35 | 53514002640 | 0.8 | LB
3610 | Cordage,16-3 SOW Or SOOW/CSA/UL | EA | 3.5 | 53514062163 | 0.086 | LB
3611 | Cordage,16-4 SOW Or SOOW/CSA/UL | EA | 4 | 53514165710 | 0.115 | LB
3617 | Cord Term&Seal 115V/15'/16-3 SJOW-A/Nona | EA | 91 | 53514002695 | 1.1 | LB
3618 | Cord Term&Seal 230V/20'/16-3 SOW-A/Na/1 | EA | 121.5 | 53514002701 | 1.1 | LB
3619 | Cord Term&Seal 115V/25'/16-3 SOW-A | EA | 110 | 53514002718 | 1.7 | LB
3635 | Impeller-Mach Br "139" | EA | 364 | 53514397982 | 0
3644 | Impeller Plastic "53/55"/Sp | EA | 7 | 53514002725 | 0.2 | LB
3650 | Carton,White/Zco Logo | EA | 5.5 | 53514408091 | 0.495 | LB
3653 | Cord Term&Seal 115V/15'/18-3 SOW-A/Autom | EA | 104 | 53514002749 | 1.1 | LB
3654 | Cord Term&Seal 115V/35'/16-3 SJTW or SJT | EA | 166.5 | 53514002756 | 22.9 | LB
3659 | Cordage Term&Seal/15'/16-4 SOW-A/3Ph/Pow | EA | 118 | 53514002770 | 1.3 | LB
3661 | Cord Term&Seal 115V/25'/16-3 SJTW-A/Auto | EA | 91 | 53514002787 | 1.7 | LB
3689 | Union 2" X 3.25" | EA | 37 | 53514002800 | 0.3 | LB
3745 | Cord Term&Seal 115V/35'/16-3 SOW-A | EA | 222.5 | 53514002930 | 2.4 | LB
3753 | Connector,Wirenut 14-16 Ga/Ideal #30-073 | EA | 1 | 53514086985 | 0.01 | LB
3760 | Cover & Cord 3Ph "280" | EA | 293.5 | 53514002954 | 11.3 | LB
3761 | Cordage Term&Seal/15'/16-4 SOW-A/3Ph/Pow | EA | 101 | 53514002961 | 1.3 | LB
3775 | Cord Term&Seal 115V/25'/16-3 SOW-A | EA | 110.5 | 53514003029 | 1.8 | LB
3785 | Column Brg & Holder 4'Xl "112" | EA | 455.5 | 53514003074 | 9.6 | LB
3790 | Column,Brass-Asm "Ped" | EA | 38.5 | 53514003098 | 0.5 | LB
3803 | Guide,Float Rod-"81/82/83" | EA | 2 | 53514036607 | 0.0154 | LB
3815 | Carton Asm "81/82/83" | EA | 35 | 53514003142 | 1.6 | LB
3828 | Carton,14" X 14" X 20" | EA | 20.5 | 53514197865 | 1.727 | LB
3835 | Cordage Term&Seals/25'/16-4 SOW-A/3Ph/Po | EA | 152.5 | 53514003203 | 2.1 | LB
3836 | Carton Asm "97" | EA | 4 | 53514003210 | 0.52 | LB
3845 | Housing,Pump-Mach "1053/1057" | EA | 51 | 53514003234 | 5.5 | LB
3849 | Case & Switch Ci "1053/1057" | EA | 95.5 | 53514003241 | 2.3 | LB
3851 | Housing,Mtr-& Term "1050" | EA | 75 | 53514003258 | 6.795 | LB
3852 | Base Asm "1053" | EA | 9 | 53514003265 | 0.6 | LB
3853 | Base & Strainer Asm "1057" | EA | 47 | 53514003272 | 4.75 | LB
3865 | Carton Asm "1080" | EA | 43.5 | 53514003289 | 1.6 | LB
3877 | Housing,Pump-Mach "266/267" | EA | 93.5 | 53514003319 | 13 | LB
3883 | Housing,Pump-Mach "268" | EA | 201 | 53514003333 | 13.5 | LB
3884 | Impeller "266/267/268" Cast Iron | EA | 53 | 53514003340 | 1.375 | LB
3902 | Shaft Asm "Ped" | EA | 10.5 | 53514003388 | 0.2 | LB
3903 | Guide Asm,"Ped" | EA | 3 | 53514003395 | 0.03 | LB
3908 | Head & Bearing,Br-"Ped" | EA | 143.5 | 53514003449 | 3.8 | LB
3910 | Base & Insert,Plastic 81/1081 | EA | 14 | 53514003463 | 0.3 | LB
3914 | Rebuild Kit "Loboy2" | EA | 105.5 | 53514003487 | 6 | LB
3916 | Bell,2.5"Dia-8V | EA | 90.5 | 53514003494 | 0.4 | LB
3925 | Screw,#10-16X.75Hwhsl Shmetal Type B/S.S | EA | 1.5 | 53514003500 | 0.07 | LB
3951 | Bearing,Radial-S3Kdd (Fafnir) | EA | 13 | 53514003555 | 0.5 | LB
3959 | Ring,Snap-N5000-87 Basic Int | EA | 1 | 53514003562 | 0.1 | LB
3960 | Ring,Snap-N5001-87 Bowed Int | EA | 0.5 | 53514003579 | 0.1 | LB
3961 | Ring,Snap-5100-37 Basic Ext | EA | 0.5 | 53514003586 | 0.1 | LB
3972 | Bearing,Thrust-Asm "5000" | EA | 51.5 | 53514003609 | 0.5 | LB
3989 | Shaft Asm,Hex Drive-"5000" | EA | 71 | 53514003623 | 1 | LB
4029 | Housing,Pump-Mach "1267" | EA | 95.5 | 53514003678 | 12.25 | LB
4030 | Base-Mach "1267" | EA | 69 | 53514003685 | 8.6 | LB
4036 | Case & Switch "1097" | EA | 83.5 | 53514003692 | 2.1 | LB
4046 | Bearing & Holder Asm-"111/112" Pedestal | EA | 53 | 53514159290 | 0.7 | LB
4047 | Hub,Inlet-Snap In 4" | EA | 47.5 | 53514003739 | 0.5 | LB
4050 | Shaft Asm 3'XL "112" | EA | 328.5 | 53514003746 | 4.5 | LB
4051 | Column Brg & Holder 3'Xl "112" | EA | 414.5 | 53514003753 | 8.1 | LB
4052 | Rod,Float-3'Xl "112" | EA | 33.5 | 53514003760 | 1.75 | LB
4053 | Package,New Ser Station-Loboy1 | EA | 462.5 | 53514003777 | 13 | LB
4066 | Switch,Mech Flt/SPB/120V/15'Cd/15Amp/.75 | EA | 100.5 | 53514095260 | 1.93 | LB
4067 | Switch,Mech Flt/SPB/120V/15'Cd/13Amp/.5H | EA | 88 | 53514176358 | 1.96 | LB
4096 | Impeller Br "294" | EA | 133.5 | 53514003838 | 1.8 | LB
4098 | Cord Term&Seal 230V/20'/14-3 SOW-A/20A P | EA | 134 | 53514003852 | 14.8 | LB
4099 | Seal,Cord-Asm&Strrlf Heyco 14G | EA | 10.5 | 53514003869 | 0.02 | LB
4105 | Seal,Foam-Bsn Cvr-18" Splt 1X.125" X 63" | EA | 5.5 | 53514003906 | 0.3 | LB
4107 | Carton Asm "1053/1057" | EA | 13.5 | 53514003920 | 0.7 | LB
4115 | Seal,Cord-Donut/.670"Od/.365"Id/.406"Thk | EA | 1 | 53514003951 | 0.01 | LB
4116 | Washer,Cord-.675"Od/.520"Id/.062"Thk | EA | 0.5 | 53514194642 | 0.01 | LB
4118 | Screw,#6-20X.625 Slotted Indented Hex Wa | EA | 0.5 | 53514003968 | 0.01 | LB
4125 | Guide,Float Rod-"130/260-803/805/807" | EA | 1 | 53514472627 | 0.01 | LB
4141 | Relay,Alternating-For 10-0202 | EA | 362.5 | 53514003999 | 1 | LB
4164 | Switch Asm,Ped-Zco/Pegboard Display Pack | EA | 41.5 | 53514004026 | 0.2 | LB
4173 | Impeller Br "295" | EA | 218.5 | 53514004071 | 2 | LB
4174 | Wire Pkg (White,Black,Blue,Blue,Red,Yell | EA | 20 | 53514004088 | 0.02 | LB
4179 | Rebuild Kit "295" | EA | 202.5 | 53514004095 | 7 | LB
4187 | Housing,Pump-&Screen "185-189" | EA | 209 | 53514344962 | 16 | LB
4188 | Housing,Pump-Mach 161/185/188/189 | EA | 201.5 | 53514004101 | 16 | LB
4194 | Wire Asm-F-I(1)Wire Wh 7" Lg | EA | 3 | 53514004118 | 0.02 | LB
4198 | Housing,Pump-Mach "189" | EA | 195 | 53514004125 | 17 | LB
4199 | Impeller Br "185" | EA | 197.5 | 53514004132 | 2 | LB
4200 | Clamp,Strain Relief-#2F | EA | 0.5 | 53514079000 | 0.01 | LB
4203 | Impeller Br "165/188" | EA | 236 | 53514004149 | 2.3 | LB
4205 | Cord Term&Seal 230V/20'/14-3 SOW-A/20A P | EA | 132 | 53514004156 | 3.6 | LB
4207 | Impeller Br "189" | EA | 321 | 53514004170 | 3 | LB
4208 | Rebuild Kit "189" | EA | 206 | 53514004187 | 7 | LB
4214 | Housing,Pump-Mach 163/165/186 | EA | 195 | 53514004194 | 17 | LB
4216 | Impeller "163" | EA | 179 | 53514004200 | 1.9 | LB
4222 | Impeller "293" | EA | 215.5 | 53514004217 | 1.6 | LB
4234 | Rebuild Kit "188" | EA | 202.5 | 53514004248 | 7 | LB
4247 | Case & Switch Brass "1059" | EA | 346 | 53514004255 | 3.1 | LB
4251 | Rebuild Kit "294" | EA | 199.5 | 53514004262 | 7 | LB
4264 | Alternator Mech-Duplex/Control | EA | 329 | 53514004279 | 2 | LB
4281 | Cord Term&Seal 230V/20'/16-3 SOW or SOOW | EA | 167.5 | 53514004309 | 3 | LB
4287 | Clamp,Worm Drive Hose/SAE 28/SS | EA | 3 | 53514004316 | 0.1 | LB
4289 | Screw,#10-24 X 1" RHM-Sl SS | EA | 0.5 | 53514004330 | 0.01 | LB
4290 | Nut,#10-24 H-SS | EA | 0.5 | 53514004347 | 0.03 | LB
4304 | Clamp,Worm Drive Hose/SAE 40/SS | EA | 2.5 | 53514004354 | 6.25 | LB
4305 | Screw,.25-20 X .625Hh Cap-SS | EA | 0.5 | 53514004361 | 0.01 | LB
4307 | Impeller "161" | EA | 179 | 53514004378 | 2 | LB
4322 | Seal,Cord-Asm | EA | 3 | 53514004392 | 0.02 | LB
4327 | Switch & Seal Asm | EA | 33.5 | 53514004415 | 0.2 | LB
4348 | Nut,5/16-24Unf SS Acorn/Low Crown | EA | 1.5 | 53514060138 | 0.01 | LB
4351 | Nut,7/16-20 Acorn SS | EA | 6.5 | 53514004514 | 0.01 | LB
4358 | Impeller-Mach Br 3Ph "293" | EA | 215 | 53514029029 | 1.6 | LB
4362 | Carton Asm "1267" | EA | 21 | 53514027209 | 1.5 | LB
4374 | Cord Term&Seal 230V/20'/14-3 SOW-A/20A P | EA | 209 | 53514004545 | 3.6 | LB
4376 | Cord Term&Seal 230V/20'/14-3 SOW-A/20A P | EA | 210 | 53514004569 | 3.6 | LB
4377 | Cord Term&Seal 230V/20'/16-3 SOW or SOOW | EA | 167.5 | 53514004576 | 2.6 | LB
4378 | Seal,Cord-Asm&Str Rlf T&B 18Ga | EA | 54 | 53514004583 | 0.2 | LB
4380 | Cover & Seal Asm 14Ga | EA | 239.5 | 53514004606 | 11.1 | LB
4391 | Seal,Cord-Rubber | EA | 1 | 53514194659 | 0.01 | LB
4400 | Pipe,Discharge-Asm "Pd&Dp" | EA | 25 | 53514004620 | 0.6 | LB
4403 | Fitting,Pvc 1.5"Socket X1.5"MPT/Sch 40 | EA | 5 | 53514302092 | 0.21 | LB
4413 | Tie,Cable-Nylon | EA | 0.5 | 53514029845 | 0.01 | LB
4416 | Screw,.25-20 X 1" Lg HH Stlzi | EA | 0.5 | 53514042172 | 0.01 | LB
4441 | Relay,3 Pole Thermal Overload | EA | 243.5 | 53514004651 | 1 | LB
4442 | Terminal,Spade-10-12 Ga | EA | 1 | 53514100582 | 0.01 | LB
4450 | Carton,Drain Pump/2" Inlet HH | EA | 16.5 | 53514037758 | 0.543 | LB
4452 | Seal Pak-"PF & QJ" | EA | 17.5 | 53514004682 | 0.1 | LB
4480 | Washer,Flat-SS .25" Standard | EA | 0.5 | 53514026240 | 0.01 | LB
4486 | Seal,Cord-Asm "WM267 PF & QJ" | EA | 3.5 | 53514004736 | 0.2 | LB
4496 | Screw,.375-16 X 1.25" HH Cap SS | EA | 2 | 53514255206 | 0.01 | LB
4497 | Washer,Ss Lock-Split .375" | EA | 0.5 | 53514040468 | 0.01 | LB
4506 | Impeller-Mach Br 3Ph "189" | EA | 331 | 53514282233 | 0
4512 | Relay For 10-0201 | EA | 46.5 | 53514004774 | 1 | LB
4527 | Relay For 10-0202 | EA | 87.5 | 53514004781 | 1 | LB
4529 | Screw,.25-20 X 2" Hex Head/SS | EA | 1.5 | 53514026257 | 0.03 | LB
4531 | Screw,.25-20 X 1" Lg RHM SS | EA | 1 | 53514026264 | 0.02 | LB
4532 | Screw,.375-16 X 1.75" Lg HH Cap SS | EA | 1.5 | 53514103316 | 0.06 | LB
4539 | Packing,Peanut-Corn Starch Base | EA | 7 | 53514329938 | 0.01 | LB
4583 | Rebuild Kit "295" | EA | 278.5 | 53514004965 | 7 | LB
4584 | Rebuild Kit "189" | EA | 281.5 | 53514004972 | 7 | LB
4597 | Basin Asm,Drain Pump | EA | 433 | 53514005016 | 8 | LB
4610 | Case-Mach "130/260" | EA | 44.5 | 53514005030 | 4.05 | LB
4611 | Case-Mach Brass "139" | EA | 507 | 53514005047 | 4.75 | LB
4612 | Case-Mach "1130/1260" | EA | 60 | 53514005054 | 4.05 | LB
4614 | Case-Mach "160/180/280/290" | EA | 142.5 | 53514005061 | 9.5 | LB
4628 | Hardware Pak,"Pd&Dp" | EA | 77.5 | 53514005085 | 0.3 | LB
4644 | Screw,#6-32X7/16/Rh/Pan Head Phillips/Ty | EA | 0.5 | 53514005108 | 0.01 | LB
4645 | Guard,"55/59/98" | EA | 6 | 53514005115 | 0.265 | LB
4655 | Body-Mach 3"Ci Unicheck | EA | 119 | 53514043216 | 12.5 | LB
4664 | Flapper Asm 3"CI Check | EA | 68.5 | 53514030223 | 1 | LB
4666 | Label,Warning-Insulating Oil | EA | 1 | 53514323561 | 0.01 | LB
4676 | Guide Asm,Flt Rod | EA | 3 | 53514005177 | 0.06 | LB
4700 | Cord Term&Seal 115V/ 9'/18-3 SJTW-A/Auto | EA | 33.5 | 53514005320 | 1.4 | LB
4702 | Case & Switch "50" | EA | 89.5 | 53514005344 | 2.2 | LB
4703 | Case Handle & Arm "50" | EA | 48 | 53514005351 | 2.3 | LB
4704 | Arm & Seal Asm "50" | EA | 36 | 53514005368 | 0.2 | LB
4705 | Switch Asm "50" | EA | 51 | 53514005375 | 0.1 | LB
4706 | Rebuild Kit "53/1053/55"(9/86 Thru Curre | EA | 102 | 53514005382 | 4 | LB
4707 | Cord Term&Seal 230V/ 9'/18-3 SJTW-A/Auto | EA | 44 | 53514005399 | 1.4 | LB
4708 | Cord Term&Seal 115V/15'/18-3 SJTW-A/Nona | EA | 48 | 53514005405 | 1.4 | LB
4709 | Cord Term&Seal 230V/15'/18-3 SJTW/Na/ | EA | 58 | 53514005412 | 1.6 | LB
4710 | Parts,Small-Kit "53/1053/55" | EA | 14.5 | 53514005429 | 0.5 | LB
4711 | Case & Switch Brass "50" | EA | 350 | 53514005436 | 3.3 | LB
4712 | Housing,Mtr-& Term Asm "50" | EA | 56.5 | 53514005443 | 6.8 | LB
4713 | Housing,Mtr-Brg&Term Br "50" | EA | 899.5 | 53514005450 | 9.5 | LB
4714 | Case Handle & Arm Brass/"50" | EA | 308 | 53514005467 | 3.4 | LB
4716 | Rebuild Kit "57/59/1057/1059"(9/86 Thru | EA | 101 | 53514005474 | 4 | LB
4717 | Cord Term&Seal ED/115V/9'/16-3 SJOW-A/Au | EA | 56 | 53514005481 | 1 | LB
4718 | Cord Term&Seal ED/230V/15'/16-3 SJOW-A/A | EA | 106 | 53514005498 | 1.6 | LB
4719 | Cord Term&Seal ED/115V/15'/16-3 SJOW-A/N | EA | 106 | 53514005504 | 1.6 | LB
4720 | Cord Term&Seal ED/230V/15'/16-3 SJOW-A/N | EA | 105 | 53514005511 | 1.6 | LB
4721 | Seal,Cord-Asm ED | EA | 19.5 | 53514005528 | 0.2 | LB
4722 | Parts,Small-Kit "57/59" | EA | 14 | 53514005535 | 0.5 | LB
4723 | Cord Term&Seal 115V/15'/18-3 Sjow-A/Aut | EA | 51.5 | 53514005542 | 1.6 | LB
4725 | Case Handle & Arm "97" | EA | 48.5 | 53514005566 | 2.2 | LB
4735 | Cord Term&Seal 230V/15'/18-3 Sjow-A/Aut | EA | 73 | 53514005610 | 1.6 | LB
4736 | Cord Term&Seal 115V/15'/18-3 Sjow-A/Non | EA | 52.5 | 53514005627 | 1.6 | LB
4737 | Cord Term&Seal 230V/15'/18-3 Sjow-A/Non | EA | 73.5 | 53514005634 | 1.6 | LB
4738 | Parts,Small-Kit "97" | EA | 13.5 | 53514005641 | 0.5 | LB
4739 | Case & Switch Asm "130/260" | EA | 115.5 | 53514005658 | 5.1 | LB
4740 | Switch Asm "130/260" | EA | 38 | 53514005665 | 0.1 | LB
4741 | Arm & Seal Asm "130/260" | EA | 34 | 53514005672 | 0.2 | LB
4742 | Case & Switch Asm "139" | EA | 587.5 | 53514005689 | 5.3 | LB
4743 | Rebuild Kit "130/260" (See Notes) | EA | 149.5 | 53514005696 | 4 | LB
4744 | Switch Asm "160/180/290" | EA | 39.5 | 53514005702 | 0.2 | LB
4745 | Arm & Seal Asm "160/180/290" | EA | 36 | 53514005719 | 0.2 | LB
4746 | Case Switch & Cord 115V/1Ph | EA | 375 | 53514005726 | 13.1 | LB
4747 | Rebuild Kit "160/185/292/293" | EA | 279 | 53514005733 | 7 | LB
4748 | Case Switch & Cord 230V/1Ph | EA | 382 | 53514005740 | 13.3 | LB
4749 | Wire Pkg (5) Wires | EA | 15 | 53514005757 | 0.03 | LB
4750 | Case Switch & Cord 230V//1Ph/14Ga Wires | EA | 382.5 | 53514005764 | 13.3 | LB
4751 | Wire Pkg(5)Wires 1.5/2 Hp | EA | 17 | 53514005771 | 0.03 | LB
4752 | Rebuild Kit "188/294" | EA | 281 | 53514005788 | 7 | LB
4753 | Rebuild Kit "189/295" | EA | 275 | 53514005795 | 7 | LB
4755 | Switch Asm "282" | EA | 37.5 | 53514005818 | 0.1 | LB
4756 | Wire Pkg (2)Wires | EA | 6 | 53514005825 | 0.02 | LB
4757 | Case Switch & Cord 115V/1Ph/"282" | EA | 290 | 53514005832 | 13 | LB
4758 | Rebuild Kit "280" (9/86 Thru 12/92) | EA | 196 | 53514005849 | 7 | LB
4759 | Case Switch & Cord 230V/1Ph/"282" | EA | 310 | 53514005856 | 13 | LB
4760 | Case & Switch Ci "1053/1057" | EA | 89.5 | 53514005863 | 2.1 | LB
4761 | Case Handle & Arm Ci/"1053/1057" | EA | 51 | 53514005870 | 2.2 | LB
4762 | Housing,Mtr-&Term "Loboy1 & 2" | EA | 59 | 53514005887 | 6.8 | LB
4763 | Case & Switch Brass "1059" | EA | 340.5 | 53514005894 | 3.1 | LB
4764 | Case Handle & Arm Br/"1059" | EA | 298.5 | 53514005900 | 3.3 | LB
4765 | Case & Switch "1098" | EA | 78 | 53514005917 | 2.1 | LB
4766 | Case Handle & Arm "1098" | EA | 51 | 53514005924 | 2.1 | LB
4768 | Case & Switch "1267" | EA | 134 | 53514005948 | 5.1 | LB
4847 | Case Switch & Cord 230V/1Ph/"284" | EA | 316 | 53514005955 | 12.1 | LB
4887 | Seal,Cup W/O Hole | EA | 0.5 | 53514468477 | 0
4892 | Switch Asm Rack Pack"50/90" Ah | EA | 52 | 53514006006 | 0.5 | LB
4893 | Switch Asm Rakpak"1050/1097"Ah | EA | 70.5 | 53514006013 | 0.5 | LB
4908 | Rod,Float-Lower Asm | EA | 12 | 53514218065 | 0.01 | LB
4909 | Rod,Float-Upper Asm | EA | 9.5 | 53514218058 | 0.01 | LB
4912 | Float-Mach HT | EA | 12 | 53514006068 | 0.36 | LB
4913 | Clamp,Worm Drive Hose/SAE 56/SS | EA | 3 | 53514034313 | 8 | LB
4957 | Overload For 10-0212 | EA | 216 | 53514006129 | 1 | LB
4962 | Cord Term&Seal 115V/25'/16-3 SJTW-A/Nona | EA | 91.5 | 53514006136 | 2.6 | LB
4965 | Overload For 10-0231 | EA | 205.5 | 53514006167 | 1 | LB
4981 | Cord Term&Seal 200V/35'/16-3 SOW-A/1Ph/N | EA | 174.5 | 53514006211 | 4 | LB
4987 | Contactor For 10-0212 & 10-0242 | EA | 149.5 | 53514006228 | 1 | LB
4991 | Cord Term&Seal 115V/25'/16-3 SJTW-A/Auto | EA | 93.5 | 53514006266 | 2.6 | LB
4992 | Motor Asm 230V/1Ph/1.5-2Hp | EA | 961.5 | 53514006273 | 35 | LB
4997 | Hub & Seal-Ci/4"/Curved/For 18"-72" Dia | EA | 117.5 | 53514006303 | 6 | LB
4999 | Breaker,2 Pole 10A For 10-0201 | EA | 135 | 53514006327 | 1 | LB
5006 | Shaft 28.5" Lg | EA | 65.5 | 53514006334 | 1.606 | LB
5008 | Column,"05" | EA | 24.5 | 53514006341 | 0.4 | LB
5026 | Shaft 27.875" Lg | EA | 65.5 | 53514006372 | 1.606 | LB
5032 | Float,Metal | EA | 191 | 53514006402 | 1.08 | LB
5034 | Switch (Flt Type) | EA | 33.5 | 53514006419 | 1 | LB
5052 | Switch (Flt Type) | EA | 80 | 53514006426 | 1 | LB
5058 | Switch (Wt Type) | EA | 73.5 | 53514006440 | 1 | LB
5068 | Float,Plastic "05" | EA | 7.5 | 53514006457 | 0.5 | LB
5073 | Cover-Mach "1130/1260" | EA | 58 | 53514026318 | 4.5 | LB
5076 | Cover & Handle "1050" | EA | 51 | 53514006471 | 1.8 | LB
5077 | Cover & Handle "1097" | EA | 51 | 53514006488 | 1.8 | LB
5078 | Cover & Handle "1267" | EA | 86.5 | 53514006495 | 4.6 | LB
5088 | Switch,Mech Flt/SPB/120V/10'Cd/13Amp/.5H | EA | 81 | 53514293192 | 1.39 | LB
5095 | Seal,Shaft-Asm .5"Dia/HTJohn Crane | EA | 70 | 53514006518 | 0.2 | LB
5098 | Seal,Shaft-Asm .625" Dia/HT | EA | 149.5 | 53514006525 | 0.2 | LB
5107 | Screw,#12-24 X 1" +/- 1/16" | EA | 4.5 | 53514138608 | 0.001 | LB
5126 | Cord Term&Seal 200V/20'/14-3 SOW-A/20A P | EA | 196 | 53514006570 | 3.6 | LB
5130 | Cord Term&Seal 200V/20'/14-3 SOW-A/20A P | EA | 197 | 53514006617 | 3.6 | LB
5131 | Cordage Term&Seal/20'/16-4 SOW-A/3Ph/Pow | EA | 148.5 | 53514006624 | 3.6 | LB
5134 | Impeller 3Ph "295" | EA | 224.5 | 53514006655 | 2 | LB
5139 | Impeller 3Ph "295"-Turned Down | EA | 223.5 | 53514006709 | 2 | LB
5167 | Conduit-Mach 3' "HT" | EA | 87.5 | 53514006723 | 0.2 | LB
5188 | Impeller Br "292" | EA | 306 | 53514006778 | 2 | LB
5192 | Seal,Window-Bsn Cvr 18"/10'Stack/15 Foot | EA | 70.5 | 53514006792 | 1 | LB
5196 | Seal,Pipe-4"(For 5"Hole) | EA | 24.5 | 53514006839 | 0.19 | LB
5198 | Hub & Seal-Ci/4"/Flat/Fits All Basins W/ | EA | 118 | 53514006846 | 5 | LB
5199 | Base-Molded "264/266/270/271" | EA | 24 | 53514006853 | 1.04 | LB
5201 | Impeller 3Ph "189" | EA | 336.5 | 53514006860 | 3 | LB
5219 | Impeller Asm 3Ph "294" | EA | 139.5 | 53514006907 | 1.8 | LB
5220 | Impeller Asm 3Ph 294-Turned Dn | EA | 138.5 | 53514006914 | 1.8 | LB
5223 | Impeller Asm 3Ph "165/188" | EA | 254 | 53514006945 | 2.3 | LB
5252 | Conduit-Mach 6' "HT" | EA | 171.5 | 53514006969 | 0.6 | LB
5300 | Clip,Switch Stablizer | EA | 1 | 53514034344 | 0.01 | LB
5315 | Flapper Asm 2"Female NPT Check | EA | 52.5 | 53514030230 | 0.75 | LB
5316 | Screw,.25-20" X .875" Lg HH Cap SS | EA | 0.5 | 53514007034 | 0.01 | LB
5317 | Carton,Unicheck 2" C.I./Female NPT/BSPT | EA | 9.5 | 53514486013 | 0.283 | LB
5326 | Screw,#10-14X1”/Plastite/SS/Unsltd Hex W | EA | 0.5 | 53514007065 | 0.01 | LB
5327 | Rod,Float-Middle | EA | 13.5 | 53514136918 | 0.5 | LB
5348 | Cord Term&Seal HT/115V/15'/16-3 SJOW-A/A | EA | 103.5 | 53514007102 | 2.2 | LB
5349 | Case & Switch HT Brass | EA | 354.5 | 53514007119 | 2.6 | LB
5350 | Switch Asm-HT | EA | 46 | 53514007126 | 0.2 | LB
5351 | Cordage & Term/HT/3'/16-3 SOW-A/Auto | EA | 24 | 53514007133 | 0.3 | LB
5352 | Rod,Float-Asm HT | EA | 113.5 | 53514007140 | 0.6 | LB
5353 | Rebuild Kit "3097" | EA | 380 | 53514007157 | 6 | LB
5354 | Cordage & Term/HT/6'/16-3 SOW-A/Nonauto | EA | 36.5 | 53514007164 | 0.75 | LB
5362 | Rebuild Kit M&D "3137"/(10/87-9/94) | EA | 739.5 | 53514007249 | 6 | LB
5366 | Rebuild Kit 3282 10/87-5/92 | EA | 788.5 | 53514007287 | 6 | LB
5369 | Cord Term&Seal HT/230V/15'/16-3 SJOW-A/A | EA | 102 | 53514007294 | 2 | LB
5383 | Case Switch & Cord 200V/1Ph | EA | 357.5 | 53514007348 | 13.5 | LB
5384 | Cord Term&Seal 200V/20'/16-3 SOW-A/Auto/ | EA | 97 | 53514007355 | 2.3 | LB
5385 | Cordage Term&Seal/20'//16-3 SOW-A/Na/200 | EA | 97 | 53514007362 | 2.3 | LB
5397 | Housing,Mtr-&Str 230V/1Ph "3097" | EA | 256 | 53514007379 | 10.5 | LB
5431 | Carton Asm "3097" | EA | 32 | 53514035716 | 2.5 | LB
5434 | Case Handle & Arm Brass/HT | EA | 311.5 | 53514007386 | 3.2 | LB
5435 | J-Box Asm "HT Na Pumps" | EA | 668 | 53514007393 | 1 | LB
5441 | Bracket Asm,Switch-"112" | EA | 47 | 53514007416 | 0.2 | lb
5450 | Cord Term&Seal 230V/90'/16-3 SOW-A/1Ph | EA | 504 | 53514007485 | 9 | LB
5454 | Guide Asm,Float Rod- | EA | 2.5 | 53514007508 | 0.01 | LB
5463 | Hardware Pak,"3161/3163/3282" | EA | 81.5 | 53514411312 | 0
5464 | Guide Asm,Float Rod-HT | EA | 21 | 53514207526 | 1.1 | LB
5465 | Cord Term&Seal 115V/35'/16-3 SOW-A | EA | 222 | 53514007522 | 3.36 | LB
5466 | Circuit Breaker,Conrol/For 10-0019 | EA | 435 | 53514007539 | 1 | LB
5467 | Cordage Term&Seals/35'/16-4 SOW-A/3Ph/Po | EA | 199 | 53514007546 | 3.4 | LB
5470 | Cord Term&Seal 115V/35'/16-3 SJTW or SJT | EA | 168.5 | 53514007577 | 3.36 | LB
5477 | Guide Asm,Float Rod-"262" | EA | 2.5 | 53514007607 | 0.01 | LB
5490 | Base-Mach "1137" | EA | 75.5 | 53514026325 | 8 | LB
5491 | Housing,Pump-Mach "1137" | EA | 86 | 53514007638 | 10.5 | LB
5552 | Switch,Alternating-For E-Pak | EA | 329 | 53514007966 | 2 | LB
5553 | Starter,Magnetic-For 10-0218 | EA | 302 | 53514007973 | 2 | LB
5556 | Cord Term&Seal 115V/50'/16-3 SJTOW-A/ | EA | 201.5 | 53514008000 | 5 | LB
5562 | Overload Protector For 10-0234 | EA | 193 | 53514008062 | 1 | LB
5566 | Cord Term&Seal 115V/15'/18-3 SJTW or SJT | EA | 47 | 53514008093 | 1.9 | LB
5567 | Overload For 10-0241 | EA | 192 | 53514008109 | 1 | LB
5568 | Relay For 10-0214 Control Panel | EA | 87.5 | 53514008116 | 1 | LB
5571 | Contactor #Aegl-Ls07 | EA | 87.5 | 53514008147 | 1 | LB
5573 | Switch,Toggle-Control Panel | EA | 16.5 | 53514008161 | 0.2 | LB
5587 | Seal,Pipe-3"(For 4"Hole) | EA | 20.5 | 53514026288 | 0.14 | LB
5588 | Seal,Pipe-2"(For 3"Hole) | EA | 16.5 | 53514026202 | 0.12 | LB
5591 | Hardware Pak,"PF & QJ" | EA | 77.5 | 53514008222 | 0.5 | LB
5639 | Pipe,Pvc 1.5" X 5" Sch 40 | EA | 12 | 53514069919 | 0.21 | LB
5642 | Fitting,Pvc 1.25" Reducing Slip X 1"FPT/ | EA | 3.5 | 53514069926 | 0.095 | LB
5643 | Fitting,Pvc 1" NPT To 1"Hose | EA | 3 | 53514069933 | 1.16 | LB
5644 | Fitting,Pvc 1.5" 90D Elbow/Sch 40 | EA | 7 | 53514034368 | 0.36 | LB
5645 | Fitting,Pvc 1.5" Tee/Sch40/(Pressure Fit | EA | 8.5 | 53514069971 | 0.509 | LB
5665 | Carton Asm "267" WWG | EA | 14.5 | 53514008321 | 2 | LB
5671 | Enclosure,Control-Nema 1 | EA | 372 | 53514008376 | 2 | LB
5676 | Switch,Mf-6'W/Term "505/1505" | EA | 52.5 | 53514028305 | 0.84 | LB
5677 | Charger,115Vac-12Vac/2A | EA | 26.5 | 53514030087 | 2 | LB
5686 | Paint,Green Spray | EA | 110.5 | 53514008413 | 1 | LB
5701 | Seal,O-Ring .093+/-.005 X 32.25 +/- .25" | EA | 3 | 53514029869 | 0.01 | LB
5703 | Hose & Clamp Asm | EA | 9 | 53514027803 | 0.9 | LB
5704 | Mounting Asm,Pump-"DC Pump" | EA | 6.5 | 53514027810 | 1 | LB
5705 | Cord,Power-"505/1505" | EA | 24 | 53514030544 | 1 | LB
5723 | Ring,Toilet Riser-.875"/ABS | EA | 6 | 53514315368 | 0.11 | LB
5732 | Ring,Toilet Wax-#1 Standard | EA | 5 | 53514315375 | 0.01 | LB
5738 | Carton,"50" Series-UPS | EA | 11 | 53514136628 | 0.697 | LB
5741 | Pipe,Pvc 2" X 30" Sch 40 | EA | 38 | 53514121051 | 1.7 | LB
5744 | Fitting,Pvc 2" NPT Adapter/Sch 40 | EA | 7 | 53514121068 | 0.01 | LB
5747 | Switch "112" | EA | 1288 | 53514025830 | 19 | LB
5750 | Contactor For 10-0239 | EA | 30.5 | 53514008444 | 1 | LB
5755 | Relay For 10-0214 | EA | 30.5 | 53514008475 | 1 | LB
5776 | Rail Stand-Off (1.5"/2"/3") | EA | 48.5 | 53514025151 | 2 | LB
5777 | Rail Top Guide (1.5"/2") | EA | 84 | 53514025168 | 2 | LB
5778 | Rail Disconnect Fitting (1.5") | EA | 248.5 | 53514025175 | 1 | LB
5779 | Rail Disconnect Fitting (2"), | EA | 1084 | 53514025182 | 2 | LB
5780 | Rail Floor Guide (1.5"/2") | EA | 111.5 | 53514025199 | 2 | LB
5781 | Rail Top Guide (3") Plastic | EA | 48.5 | 53514025205 | 0.2 | LB
5782 | Rail Dis Fitting (3") Plastic | EA | 493.5 | 53514025212 | 0.2 | LB
5783 | Rail Floor Flange (3") Plastic | EA | 44.5 | 53514025229 | 0.2 | LB
5806 | Cord Term&Seal 230V/35'/16-3 SOW-A/1Ph | EA | 227 | 53514025373 | 3.4 | LB
5818 | Switch Asm Rack Pack"130/260" Ah | EA | 54.5 | 53514025847 | 0.5 | LB
5828 | Relay For 10-0202 Control Panel | EA | 30.5 | 53514026486 | 1 | LB
5829 | Relay For 10-0243 Control Panel | EA | 147.5 | 53514026493 | 1 | LB
5833 | Cord Term&Seal 115V/50'/14-3 SO | EA | 384.5 | 53514026790 | 8.7 | LB
5843 | Seal,O-Ring - (3" Rail System) | EA | 12.5 | 53514027216 | 0.01 | LB
5867 | Seal,Cord-Bsn Cvr/2Hl/Slip/(For 2.0 Hl) | EA | 16 | 53514062316 | 0.01 | LB
5868 | Tie,Cable-11.5" Lg | EA | 1.5 | 53514045739 | 0.01 | LB
5882 | Seal,Pipe-1.5" (For 2.5"Hole) | EA | 13 | 53514029616 | 0.1 | LB
5926 | Bolt,Eye-.375-16 X 1.5" SS | EA | 128 | 53514030216 | 0.19 | LB
5929 | Tag,Id-Blank "50/98/264" | EA | 1 | 53514462864 | 0.01 | LB
5952 | Hardware Pak,30/36/48"D/2V2D/10'T/(17-00 | EA | 116 | 53514028763 | 3 | LB
5953 | Hardware Pak,30/36/48"D/2V3D/10'T/(17-00 | EA | 116 | 53514028770 | 3 | LB
5954 | Hardware Pak,30/36/48"D/3V3D/10'T/(17-00 | EA | 116 | 53514028787 | 3 | LB
5955 | Hardware Pak,30/36/48"D/3V2D/10'T/(17-00 | EA | 126.5 | 53514028794 | 5 | LB
5985 | Flapper Asm-2" For Plastic Check Valve | EA | 8 | 53514035440 | 0.7 | LB
6017 | Seal,Strap-1/2" Overlap/Steel | EA | 1.5 | 53514380021 | 0.01 | LB
6018 | Seal,Cord-Bsn Cvr/1 Hl/1 Cut/.300 Cd Hl/ | EA | 8 | 53514045692 | 0.079 | LB
6029 | Capacitor,40Uf/370Vac | EA | 27 | 53514103866 | 0.406 | LB
6034 | Wire,18Ga-C&S R 6.5" Lg | EA | 1 | 53514351892 | 0.0052 | LB
6041 | Seal,Rail Disconnect 4" | EA | 68.5 | 53514034375 | 0.26 | LB
6045 | Guide Rail Asm-Upper SS 4" | EA | 466.5 | 53514042448 | 10.25 | LB
6057 | Bracket,Lower Guide 4"/Stainless Steel | EA | 56 | 53514039462 | 2 | LB
6059 | Screw,.625-11 X2" Lg HH Cap-SS | EA | 11 | 53514040482 | 0.22 | LB
6060 | Screw,.375-16 X .75" Lg HH Cap-SS | EA | 1.5 | 53514040499 | 0.04 | LB
6061 | Washer,Lock-.625 Std Split-SS | EA | 1.5 | 53514040505 | 0.02 | LB
6063 | Oil,Dielectric-(19 Oz) HT | EA | 48.5 | 53514027759 | 1.188 | LB
6064 | Oil,Dielectric-(26 Oz)/HT | EA | 53.5 | 53514027766 | 1.53 | LB
6065 | Oil,Dielectric-(44 Oz)/HT | EA | 84.5 | 53514027773 | 2.75 | LB
6075 | Shaft Asm-5'XL "112" | EA | 413 | 53514027469 | 6.8 | LB
6083 | Cord Term&Seal 115V/50'/16-3 SJTOW-A/Non | EA | 202 | 53514027506 | 5.1 | LB
6085 | Cordage Term&Seals/50'/16-4 SOW-A/3Ph/Po | EA | 253.5 | 53514027636 | 4.1 | LB
6090 | Cord Term&Seal 115V/15'/16-3 SJOW-A/"WM2 | EA | 95.5 | 53514027872 | 1.9 | LB
6092 | Cord Term&Seal 115V/50'/14-3 SO | EA | 386.5 | 53514027889 | 8.7 | LB
6107 | Housing,Pump-Mach "98" | EA | 97.5 | 53514029449 | 11 | LB
6108 | Housing,Pump-Mach "1098" | EA | 136.5 | 53514029456 | 12 | LB
6112 | Carton,"98" | EA | 4 | 53514359225 | 0.42 | LB
6120 | Nut,#6-32 Serrated Hwh Lock-Zi | EA | 0.5 | 53514029876 | 0.001 | LB
6125 | Rail Top Guide 3" Brass | EA | 56 | 53514027964 | 2 | LB
6126 | Rail Dis Fitting 3" Brass | EA | 1238 | 53514027971 | 3 | LB
6127 | Rail Floor Guide 3" Brass | EA | 104.5 | 53514027988 | 2 | LB
6128 | Contactor For 10-0238 | EA | 152.5 | 53514027827 | 1 | LB
6135 | Capacitor & Clamp Asm/35 Uf 370V | EA | 30 | 53514027858 | 0.5 | LB
6145 | Seal,Cord-Donut/.670"Od/.415"Id/.281"Thk | EA | 3 | 53514351922 | 0
6156 | Hardware Pak,24"Dia/2V2D/10'T/Sim/(For 1 | EA | 81.5 | 53514028268 | 3 | LB
6157 | Hardware Pak,24"Dia/2Vd&3Vd/10'T/(For 17 | EA | 77 | 53514028275 | 3 | LB
6159 | Hardware Pak,24"Dia/3V3D/10'T/Sim/(For 1 | EA | 85.5 | 53514028299 | 3 | LB
6161 | Motor,Timing For 10-0202 Control | EA | 329.5 | 53514028510 | 1 | LB
6163 | Shaft Asm 2'XL "112" | EA | 153 | 53514028541 | 3.5 | LB
6165 | Rebuild Kit "405" | EA | 223.5 | 53514028862 | 6 | LB
6171 | Cordage Cond&Sls/HT/20'/16-3 Sow-A/Aut | EA | 869.5 | 53514028626 | 4.3 | LB
6174 | Conduit-Mach 8' "HT" | EA | 227.5 | 53514028947 | 0.8 | LB
6215 | Rod,Float-Molded/"98" | EA | 3 | 53514029043 | 0.0138 | LB
6221 | Terminal,Female Pin 12-14Ga | EA | 1.5 | 53514029401 | 0.01 | LB
6223 | Impeller-Mach "266/267/268" | EA | 53 | 53514175108 | 1.5 | LB
6226 | Cover,Pump Access/36"Dia/2V2D/10'Stack | EA | 156 | 53514028992 | 2 | LB
6261 | Cordage Cond&Sls/HT/20'/16-3 Sow-A/Non | EA | 869.5 | 53514029418 | 4 | LB
6281 | Cordage Cond&Sls/HT/10'/16-3 Sow-A/Non | EA | 461 | 53514029807 | 2.1 | LB
6282 | Conduit-Mach 10' "HT" | EA | 283.5 | 53514029784 | 0.8 | LB
6284 | Cord Term&Seal 230V/25'/14-3 SO/1Ph/Nona | EA | 276.5 | 53514029814 | 4.4 | LB
6285 | Cord Term&Seal 230V/25'/14-3 SO/1Ph/Auto | EA | 276 | 53514029821 | 4.4 | LB
6290 | Cord Term&Seal 115V/20'/14-3 SOW-A/Auto/ | EA | 210.5 | 53514029968 | 3.6 | LB
6291 | Cord Term&Seal 115V/20'/14-3 SOW-A/Nonau | EA | 220 | 53514029975 | 3.6 | LB
6294 | Cover & Cord 115/1Ph/50'/160/292 | EA | 508.5 | 53514030148 | 19.7 | LB
6296 | Bell,For 10-0202 | EA | 64.5 | 53514030292 | 0.5 | LB
6301 | Seal,Cord-Bsn Cvr/1 Hl/No Cut/.300 Cd Hl | EA | 5 | 53514189006 | 0.079 | LB
6302 | Seal,Foam-Clsd Cell Psa 1 X .25 X 60 | EA | 13 | 53514034382 | 1 | LB
6324 | Stator 575V/3Ph/1HP. | EA | 782 | 53514261108 | 8 | LB
6333 | Base-Mach "57/98" | EA | 39.5 | 53514030124 | 4.41 | LB
6334 | Base-Mach "1057/1098" | EA | 45 | 53514034399 | 4.75 | LB
6338 | Cord,230V/20'/14-3 SOW Or SOOW/15A Plug/ | EA | 112 | 53514346621 | 3.81 | LB
6339 | Nut,Scr,Washer Fg Basin(Welnut) | EA | 3 | 53514030001 | 0.1 | LB
6342 | Rotor & Brg 200/230/460/3P"405 | EA | 96 | 53514030063 | 5.25 | LB
6347 | Motor 230V/3Ph/1.5Hp/Ex Pr | EA | 5417.5 | 53514177898 | 30 | LB
6353 | Motor 230V/3Ph/5Hp/Ex Pr | EA | 7908 | 53514093846 | 231 | LB
6365 | Cover,4" Check Valve | EA | 188 | 53514030971 | 2 | LB
6366 | Flapper,4"Check Valve | EA | 333.5 | 53514030988 | 1 | LB
6367 | Seat,4" Check Valve | EA | 165.5 | 53514030995 | 1 | LB
6368 | Hinge,4" Check Valve | EA | 93 | 53514031008 | 0.25 | LB
6369 | Hinge Pin,Check Valve | EA | 18 | 53514031015 | 0.001 | LB
6370 | Plug,4" Check Valve | EA | 36 | 53514031022 | 0.25 | LB
6371 | Nut,Flapper-4"Check Valve | EA | 7 | 53514031039 | 0.02 | LB
6372 | Pin,Cotter-4" Check Valve | EA | 5.5 | 53514031046 | 0.003 | LB
6373 | Bolt,Cover Stud-4" Check Valve | EA | 7 | 53514031053 | 0.1 | LB
6374 | Nut,Cover Stud-4" Check Valve | EA | 3.5 | 53514031060 | 0.5 | LB
6375 | Gasket,Cover-4" Check Valve | EA | 19 | 53514031077 | 0.002 | LB
6376 | Gasket,Plug 4" Check Valve | EA | 3 | 53514031084 | 0.02 | LB
6377 | Washer,Flapper-4"Check Valve | EA | 6.5 | 53514031091 | 0.05 | LB
6401 | Washer,Lock Znstl #10 | EA | 0.5 | 53514035808 | 0.01 | LB
6402 | Washer,Lock SS .312 Id | EA | 0.5 | 53514084738 | 0.01 | LB
6404 | Washer,Lock SS .50 | EA | 1 | 53514035570 | 0.01 | LB
6405 | Screw,.375-16X1 HH S.S. Cap Screw | EA | 1.5 | 53514086756 | 0.016 | LB
6407 | Nut,Hex Znstl #10-24Nc(001822) | EA | 0.5 | 53514036874 | 0.01 | LB
6408 | Capacitor,590-708Uf/110-125Vac/(3.38"X 1 | EA | 38.5 | 53514180492 | 0.35 | LB
6413 | Washer,Flat 7/16Idx1"OD 3 3/32 SS | EA | 4 | 53514133078 | 0.026 | LB
6416 | Ring,Snap 1.041 Id Steel | EA | 2.5 | 53514084905 | 0.01 | LB
6417 | Ring,Snap 1.098 Id Steel | EA | 1 | 53514100612 | 0.02 | LB
6421 | Gasket, Casing-140 Frame | EA | 64 | 53514097578 | 0.2 | LB
6426 | Housing,Pump-Mach 3" Vert-Disc/Wet Pit | EA | 782 | 53514082895 | 48.92 | LB
6451 | Screw,.375-16 X 1.375 HH SS | EA | 2 | 53514133092 | 0.01 | LB
6454 | Washer,Imp .513Id SS | EA | 10.5 | 53514035587 | 0.08 | LB
6455 | Washer,Lock 3/4 SS | EA | 2 | 53514092894 | 0.04 | LB
6456 | Screw,.25-20 X .375 Soc Hd SS | EA | 1 | 53514083182 | 0.01 | LB
6460 | Plug,Pipe 1/4 SS | EA | 3 | 53514134365 | 0.02 | LB
6461 | Plug,Pipe 3/8 SS | EA | 8 | 53514083106 | 0.03 | LB
6462 | Key,.25 X .25 X 1.12 SS | EA | 12.5 | 53514035594 | 0.01 | LB
6463 | Screw,.5-13Nc X 1.0 Hex Hd SS | EA | 1.5 | 53514035600 | 0.08 | LB
6465 | Gasket, Sensor | EA | 6.5 | 53514035815 | 0.01 | LB
6466 | Screw,#10-24 X 1.25 Hex Steel | EA | 1 | 53514035822 | 0.01 | LB
6467 | Washer,Nylon | EA | 1 | 53514035839 | 0.001 | LB
6468 | Sensor,Moist 3.312" Lg Stl | EA | 13 | 53514035846 | 0.01 | LB
6470 | Ring,Snap 3.936 OD Steel | EA | 10.5 | 53514083144 | 1 | LB
6471 | Ring,Snap 1.387 Id Steel | EA | 4.5 | 53514083175 | 1 | LB
6472 | Clip,Motor | EA | 7 | 53514083113 | 0.01 | LB
6473 | Seal,Ring 5.987Id -163 Buna-N | EA | 2.5 | 53514042554 | 0.01 | LB
6474 | Seal,Ring 4.609Id -247 Buna-N | EA | 1 | 53514042561 | 0.01 | LB
6475 | Seal,Ring 9.984Id -274 Buna-N | EA | 3 | 53514035785 | 0.01 | LB
6476 | Seal,Ring 5.984Id -258 Buna-N | EA | 1.5 | 53514035488 | 0.01 | LB
6477 | Seal,Ring 7.984Id -266 Buna-N | EA | 2.5 | 53514035495 | 0.01 | LB
6478 | Seal,Ring 8.984Id -270 Buna-N | EA | 5 | 53514035501 | 0.01 | LB
6481 | Shim,Imp S/S 1.27Id (.015") 28Ga | EA | 4.5 | 53514035617 | 0.004 | LB
6483 | Wire,Sensor 16Gage 24"Lg | EA | 8 | 53514035853 | 0.01 | LB
6484 | Tubing,Shrink .375"Id X 1.5"Lg/3M MFP | EA | 2 | 53514056353 | 0.01 | LB
6486 | Shim,Imp S/S .891Id (.015") 28Ga | EA | 5 | 53514084776 | 0.01 | LB
6487 | Key,.187 X .187 X 1.12 SS | EA | 11.5 | 53514035518 | 0.01 | LB
6488 | Washer,Impeller .411 Id SS | EA | 4.5 | 53514035525 | 0.01 | LB
6489 | Cap,Pipe .75" NPT C.I. | EA | 21 | 53514174262 | 1 | LB
6491 | Shim,Imp S/S 1.27Id (.075") 14Ga | EA | 11.5 | 53514100209 | 0.01 | LB
6492 | Key,.156 X .156 X 1.000 Steel | EA | 10.5 | 53514100902 | 0.01 | LB
6495 | Jumper,Plate 18Ga | EA | 6.5 | 53514036898 | 0.01 | LB
6497 | Key,Stock .156X.156X12" Steel | EA | 9 | 53514042912 | 0.1 | LB
6499 | Gasket,Casing-180 Frame | EA | 34.5 | 53514042325 | 0.4 | LB
6500 | Seal,Shaft 1.5ID Cer/Carb(Buna-N) | EA | 57 | 53514035624 | 0.25 | LB
6502 | Leadwire Asm 25' 4-10Awg | EA | 549 | 53514040093 | 8.7 | LB
6503 | Wire Asm Sensor-25' 5-18Awg | EA | 225.5 | 53514040109 | 3.2 | LB
6504 | Spacer,Motor 7.44 Dia. X 1.5 W | EA | 1 | 53514042899 | 0.5 | LB
6505 | Spacer,Motor 7.44 Dia X 2.25 W | EA | 1 | 53514086817 | 0.9 | LB
6510 | Seal,Shaft 1.125 Dia Cer/Carb | EA | 50 | 53514039479 | 0.18 | LB
6522 | Housing,Bearing-Mach 180 Frame | EA | 785 | 53514086954 | 39 | LB
6524 | Impeller-Mach SO 8.313" Dia/180Fr/3"Sol | EA | 357 | 53514039561 | 17.25 | LB
6525 | Impeller-Mach SO 8.625" Dia/180Fr/3"Sol | EA | 357 | 53514035631 | 17.75 | LB
6527 | Impeller-Mach SO 7.000" Dia/180Fr/3"Sol | EA | 334.5 | 53514042318 | 15.75 | LB
6528 | Impeller-Mach SO 7.375" Dia/180Fr/3"Sol | EA | 311.5 | 53514110000 | 16 | LB
6529 | Impeller-Mach SO 7.750" Dia/180Fr/3"Sol | EA | 288 | 53514085261 | 16.25 | LB
6531 | Housing,Leadwire-Mach 180Frame | EA | 220.5 | 53514091514 | 10.5 | LB
6533 | Retainer,Seal-Mach 180 Frame | EA | 307.5 | 53514044022 | 8 | LB
6545 | Motor 230V/3Ph/1Hp | EA | 364 | 53514042721 | 28 | LB
6550 | Housing,Bearing-Mach/Wo Moisture Sensors | EA | 287.5 | 53514142018 | 18.75 | LB
6552 | Retainer,Seal-Mach 140 Frame | EA | 353 | 53514122492 | 22.75 | LB
6554 | Impeller-Mach SO 5.250"Dia/140Fr/2.5"So | EA | 215 | 53514042714 | 7.5 | LB
6555 | Impeller-Mach SO 6.000" Dia/140Fr/2.5"So | EA | 215 | 53514035532 | 8 | LB
6568 | Housing,Pump-Mach/4"D/3"Solid/Wetpit | EA | 1110.5 | 53514042387 | 84 | LB
6570 | Housing,Mtr-Mach 180 Fr | EA | 2414 | 53514113964 | 100 | LB
6576 | Housing,Pump-Mach 4"Dis 2.5 Sol | EA | 1746.5 | 53514082901 | 70 | LB
6578 | Housing,Pump-Mach/6"D/3"Solid/Wetpit | EA | 3018.5 | 53514175535 | 81 | LB
6580 | Impeller-Mach SO 9.500" Dia/180Fr/3"Sol | EA | 542.5 | 53514038793 | 21 | LB
6588 | Housing,Pump-Mach/4"D/3"Solid/Wetpit/Hih | EA | 1789.5 | 53514038809 | 84 | LB
6597 | Fan,Motor 180 Frame US Motors | EA | 24 | 53514042929 | 0.08 | LB
6598 | Impeller-Mach SO 8.875" Dia/180Fr/3"Sol | EA | 542.5 | 53514462345 | 0
6658 | Impeller-Mach SO 9.375" Dia/180Fr/3"Sol | EA | 542.5 | 53514331382 | 0
6664 | Seal,Rail Disconnect 6" | EA | 239.5 | 53514038083 | 0.5 | LB
6665 | Guide Rail Asm-Upper 6" S.S. | EA | 953 | 53514042493 | 9.58 | LB
6670 | Plate,Mounting-Mach 6"Dis/Cast Iron | EA | 530 | 53514299125 | 55 | LB
6698 | Screw,.75-10 X 2.25 HH SS | EA | 9 | 53514134242 | 0.37 | LB
6701 | Screw,.312 X .5" Lg Soc Hd Black Ox | EA | 1 | 53514083120 | 0.02 | LB
6702 | Washer,Flat #10 Stl | EA | 1 | 53514035860 | 0.01 | LB
6703 | Bearing,Radial 6201 | EA | 4.5 | 53514035549 | 0.082 | LB
6704 | Bearing,Radial 6205 | EA | 7.5 | 53514084929 | 0.282 | LB
6705 | Bearing,Radial 6206 | EA | 12 | 53514035556 | 3 | LB
6706 | Bearing,Radial 5308 | EA | 176.5 | 53514035792 | 2.32 | LB
6709 | Capacitor,460-552Uf/125V/(3.38"Lg X 1.44 | EA | 31.5 | 53514038731 | 0.25 | LB
6711 | Relay,Current | EA | 183 | 53514164096 | 0.4 | LB
6735 | PPL,Sensor-Moisture 3Hp-10Hp | EA | 609 | 53514424480 | 0
6738 | Impeller-Mach SO 9.250" Dia/180Fr/3"Sol | EA | 609 | 53514449513 | 0
6742 | Impeller-Mach SO 9.125" Dia/180Fr/3"Sol | EA | 542.5 | 53514130367 | 21.5 | LB
6746 | Housing,Mtr-Mach 140 Fr (Rev) | EA | 1201 | 53514118761 | 55 | LB
6747 | Stator 230/460/3Ph/1750/7.5"Fr/2.50"Stac | EA | 2073 | 53514097653 | 32 | LB
6748 | Stator 230/460V/3Ph/1750/7.5"Fr/3.25"Sta | EA | 2382.5 | 53514147297 | 42 | LB
6749 | Stator 230/460/3Ph/1750/7.5"Fr/4.75"Stac | EA | 1919.5 | 53514103286 | 58 | LB
6750 | Stator 230/460/3Ph/1750/7.5"Fr/5.00"Stac | EA | 2176 | 53514144920 | 62 | LB
6753 | Stator 200V/3Ph/1750/7.5"Fr/2.50"Stack | EA | 1555.5 | 53514095666 | 32 | LB
6754 | Stator 200V/3Ph/1750/7.5"Fr/3.25"Stack | EA | 2176.5 | 53514167059 | 42 | LB
6755 | Stator 200V/3Ph/1750/7.5"Fr/4.75"Stack | EA | 1377.5 | 53514336097 | 59 | LB
6757 | Spacer,Motor 7.44 Dia X 2.00 W | EA | 66 | 53514160883 | 0.8 | LB
6759 | Spacer,Motor 7.44 Dia X 3.75 W | EA | 22.5 | 53514167066 | 1.5 | LB
6762 | Impeller-Mach SO 6.375" Dia/140Fr/2.5"So | EA | 314.5 | 53514123727 | 5.375 | LB
6763 | Impeller-Mach SO 6.250" Dia/140Fr/2.5"So | EA | 215 | 53514139377 | 8.1 | LB
6764 | Impeller-Mach SO 6.125" Dia/140Fr/2.5"So | EA | 215 | 53514137472 | 8 | LB
6767 | Impeller-Mach SO 5.750" Dia/140Fr/2.5"So | EA | 215 | 53514127343 | 6.14 | LB
6768 | Impeller-Mach SO 5.625" Dia/140Fr/2.5"So | EA | 215 | 53514293680 | 7.5 | LB
6770 | Impeller-Mach SO 5.500" Dia/140Fr/2.5"So | EA | 215 | 53514135089 | 7.5 | LB
6771 | Impeller-Mach SO 5.375" Dia/140Fr/2.5"So | EA | 215 | 53514100827 | 7.3 | LB
6773 | Impeller-Mach SO 5.125" Dia/140Fr/2.5"So | EA | 215 | 53514135188 | 7.3 | LB
6774 | Impeller-Mach SO 5.000" Dia/140Fr/2.5"So | EA | 215 | 53514170226 | 7 | LB
6775 | Impeller-Mach SO 4.875" Dia/140Fr/2.5"So | EA | 215 | 53514140847 | 7 | LB
6776 | Impeller-Mach SO 4.750" Dia/140Fr/2.5"So | EA | 215 | 53514097561 | 6.9 | LB
6778 | Impeller-Mach SO 4.500" Dia/140Fr/2.5"So | EA | 215 | 53514106829 | 6.8 | LB
6779 | Impeller-Mach SO 6.000" Dia/180Fr/3"Sol | EA | 397 | 53514043407 | 15.5 | LB
6781 | Impeller-Mach SO 6.250" Dia/180Fr/3"Sol | EA | 381.5 | 53514471132 | 15.75 | LB
6785 | Impeller-Mach SO 6.750" Dia/180Fr/3"Sol | EA | 350 | 53514453909 | 15.75 | LB
6786 | Impeller-Mach SO 6.875" Dia/180Fr/3"Sol | EA | 342.5 | 53514082321 | 15.75 | LB
6787 | Impeller-Mach SO 7.125" Dia/180Fr/3"Sol | EA | 327 | 53514420208 | 16 | LB
6788 | Impeller-Mach SO 7.250" Dia/180Fr/3"Sol | EA | 319 | 53514136734 | 16.2 | LB
6789 | Impeller-Mach SO 7.500" Dia/180Fr/3"Sol | EA | 303.5 | 53514306458 | 16.5 | LB
6790 | Impeller-Mach SO 7.625" Dia//180Fr/3"Sol | EA | 296 | 53514247812 | 16.5 | LB
6791 | Impeller-Mach SO 7.875" Dia/180Fr/3"Sol | EA | 357 | 53514123550 | 17.5 | LB
6792 | Impeller-Mach SO 8.000" Dia/180Fr/3"Sol | EA | 357 | 53514129194 | 17.5 | LB
6793 | Impeller-Mach SO 8.125" Dia/180Fr/3"Sol | EA | 357 | 53514363055 | 17.5 | LB
6794 | Impeller-Mach SO 8.250" Dia/180Fr/3"Sol | EA | 357 | 53514331399 | 17.75 | LB
6798 | Impeller-Mach SO 6.500" Dia/140Fr/2.5"So | EA | 215 | 53514100605 | 16.75 | LB
6815 | Hardware Pak,"PF&QJ" Poly | EA | 52.5 | 53514030773 | 2 | LB
6817 | Valve,Unicheck-Plastic/2" PF/QJ | EA | 102 | 53514067632 | 1.6 | LB
6841 | Key,Woodruff #404/Carbon Steel | EA | 1 | 53514032661 | 0.01 | LB
6843 | Carton,"1062" Lancaster | EA | 6.5 | 53514042486 | 1 | LB
6846 | Nut,7/16-20 SS Hex | EA | 1 | 53514032678 | 0.03 | LB
6847 | Washer,7/16 Std Flat SS | EA | 0.5 | 53514032685 | 0.01 | LB
6874 | Carton,White/"3098,3137/3139" | EA | 16 | 53514262716 | 1.742 | LB
6894 | Switch,Mech/115V/20'Cd WO Plug/(For 10-0 | EA | 137.5 | 53514036379 | 2.5 | LB
6903 | Cord Term&Seal 230V/35'/14-3 SO/1Ph/Nona | EA | 338.5 | 53514030780 | 6.1 | LB
6916 | Overload For 10-0216 | EA | 205 | 53514031466 | 1 | LB
6917 | Cord Term&Seal 230V/50'/14-3 SO/1Ph/Nona | EA | 376.5 | 53514031718 | 8.6 | LB
6919 | Cordage Cond&Sls/HT/13'/16-3 Sow-A/Non | EA | 620.5 | 53514031817 | 2.7 | LB
6920 | Cord Term&Seal 230V/50'/16-4 SOW-A/3Ph/N | EA | 259 | 53514031824 | 4 | LB
6923 | Seal,Cord-Asm | EA | 20 | 53514031893 | 0.2 | LB
6925 | Cord Term&Seal 115V/ 9'/16-3 SJOW-A/Auto | EA | 48.5 | 53514031916 | 0.86 | LB
6926 | Cord Term&Seal 115V/15'/16-3 SJOW-A/Auto | EA | 94.5 | 53514031923 | 1.5 | LB
6927 | Cord Term&Seal 115V/ 9'/16-3 SJOW-A/Drai | EA | 61 | 53514031930 | 0.9 | LB
6929 | Cord Term&Seal 200V/10'/16-3 SOW-A/Auto | EA | 65.5 | 53514031954 | 1.8 | LB
6930 | Cord Term&Seal 200V/10'/16-3 SOW-A | EA | 65 | 53514032067 | 1.8 | LB
6931 | Case Switch & Cord 200V/1Ph/"284" | EA | 308.5 | 53514032074 | 13.1 | LB
6932 | Case Switch & Cord 200V/1Ph/"282" | EA | 302.5 | 53514032081 | 13.1 | LB
6934 | Cord Term&Seal 200V/15'/16-3 SOW-A/Na/"2 | EA | 82 | 53514032104 | 2.7 | LB
6938 | Cover & Cord 200V/1Ph "284" | EA | 266.5 | 53514032111 | 13.8 | LB
6949 | Rebuild Kit "98/1098" | EA | 112.5 | 53514032715 | 4 | LB
6964 | Bracket,Guide-Rail Brass | EA | 807.5 | 53514178826 | 1.4 | LB
6975 | Key,.375 X .375 X1.12 SS | EA | 31.5 | 53514088033 | 0.01 | LB
6976 | Washer,1.75 X .687 X .167 SS | EA | 8 | 53514088026 | 0.08 | LB
6980 | Screw,.625-11 X 1.25 HH SS | EA | 4 | 53514088040 | 0.17 | LB
6983 | Impeller-Mach SO 8.500" Dia/210Fr/3"SOl | EA | 349 | 53514401191 | 0
6989 | Impeller-Mach SO 8.000" Dia/210Fr/3"SOl | EA | 349 | 53514416348 | 0
6992 | Shim,Imp S/S .89Id (.030") 22Ga | EA | 10 | 53514102616 | 0.01 | LB
7011 | Seal,Shaft 1.50 Id/Tc-Tc/(Buna-N) | EA | 434.5 | 53514083168 | 0.001 | LB
7019 | Seal,Shaft 1.125 Id Tc-Tc/(Buna-N) | EA | 735.5 | 53514042707 | 0.16 | LB
7020 | Seal,Shaft 1.125 Id Tc-Carb/(Buna-N) | EA | 537 | 53514042660 | 0.25 | LB
7023 | Seal,Shaft 1.50 Id SC-SC (Buna-N) | EA | 249 | 53514084936 | 0.26 | LB
7024 | Seal,Shaft 1.50 Id Tc-Carb/(Buna-N) | EA | 161 | 53514102029 | 0.25 | LB
7026 | Seal,Shaft 1.50 Id Tc-Carb/(Viton) | EA | 1407 | 53514059552 | 0.26 | LB
7027 | Seal,Shaft 1.500 Id Cer-Carb/(Viton) | EA | 142.5 | 53514103484 | 0.25 | LB
7030 | Wire Asm Sensor-50' 5-18Awg | EA | 382.5 | 53514036294 | 6.7 | LB
7031 | Leadwire Asm 50' 4-10Awg | EA | 605.5 | 53514036300 | 17.9 | LB
7051 | Oil,Dielectric-(30.5 Oz) | EA | 45.5 | 53514032739 | 1.9 | LB
7061 | Impeller Asm 3Ph "284" | EA | 118.5 | 53514032845 | 3.5 | LB
7063 | Impeller Asm 3Ph "282" | EA | 93 | 53514032869 | 2.5 | LB
7070 | Alarm For 10-0201 | EA | 36.5 | 53514032999 | 1 | LB
7071 | Cord Term&Seal 200V/15'/16-3 SOW-A/Nonau | EA | 80.5 | 53514033002 | 2.7 | LB
7073 | Cover & Cordage 200V/1Ph 282 | EA | 311 | 53514033026 | 13.6 | LB
7075 | Carton Asm "53" WWG | EA | 4.5 | 53514033286 | 1 | LB
7086 | Overload 10-0218 | EA | 237.5 | 53514035310 | 1 | LB
7087 | Case & Switch HT "3098" | EA | 108 | 53514035327 | 5.7 | LB
7088 | Case Handle & Arm HT/"3098" | EA | 82 | 53514035334 | 5.6 | LB
7089 | Switch Asm "3098" | EA | 27.5 | 53514035341 | 0.2 | LB
7091 | Cordage & Term/HT/3'/16-4 SOW-SOOW/Auto/ | EA | 28 | 53514035365 | 0.5 | LB
7092 | Housing,Mtr-& Term Asm "3098" | EA | 76 | 53514035372 | 7 | LB
7093 | Capacitor Asm 10Uf 250V/"3098" | EA | 25.5 | 53514035389 | 0.4 | LB
7094 | Cordage & Term/HT/6'/16-4 SOW or SOOW/N | EA | 39.5 | 53514035396 | 1.1 | LB
7096 | Rebuild Kit M&D "3098"/(8/91-9/94) | EA | 598.5 | 53514035419 | 5 | LB
7126 | Ring,Snap 1.735 Id | EA | 6.5 | 53514092870 | 0.17 | LB
7127 | Seal,Ring 15.475Id -460 Buna-N | EA | 40.5 | 53514092856 | 0.02 | LB
7128 | Seal,Ring 14.984Id -281 Buna-N | EA | 54.5 | 53514092887 | 0.02 | LB
7129 | Seal,Ring 6.975Id -365 Buna-N | EA | 17.5 | 53514113841 | 0.02 | LB
7130 | Connector,Wirenut | EA | 24.5 | 53514134372 | 0.033 | LB
7131 | Seal,Shaft 1.875 Id Cer/Carb | EA | 176.5 | 53514045418 | 0.001 | LB
7132 | Washer,Lock SS .440 | EA | 0.5 | 53514174569 | 0.01 | LB
7133 | Nipple,Pipe 2" X 3"Black | EA | 12 | 53514445157 | 0
7136 | Housing,Pump-Mach 6"Disc/4"Sol/Wetpit | EA | 4935 | 53514136529 | 185 | LB
7139 | Impeller-Mach Vtx 6.875"Dia/180Fr/3.0"So | EA | 402.5 | 53514292157 | 0
7155 | Clamp,Cap Lead-Mach 250 Frame | EA | 138 | 53514037529 | 2.25 | LB
7156 | Washer,Flat 1.5 Idx2.25 OD SS | EA | 38 | 53514037536 | 0.01 | LB
7157 | Ring,Lock 1.09 Id Neoprene 75-85 Duro | EA | 64.5 | 53514037543 | 0.01 | LB
7158 | Clamp,Lead 250 Frame | EA | 322.5 | 53514037550 | 2.25 | LB
7169 | Seal,U-Cup 250 Frame 7.0" X .3125 Buna-N | EA | 25.5 | 53514037567 | 1 | LB
7186 | Screw,.25-20 X 1" L Flat Hex SS | EA | 0.5 | 53514083151 | 0.02 | LB
7189 | Terminal,Ring(#10Stud&18-14Ga) WW | EA | 0.5 | 53514250195 | 0.01 | LB
7190 | Sensor,Thermo Asm 125C | EA | 114.5 | 53514093006 | 0.1 | LB
7191 | Sensor,Thermo Asm 145C | EA | 112 | 53514042882 | 0.1 | LB
7200 | Screw,Stator #10-24 X 5.125"/Rd Hd/Sl/Zn | EA | 9 | 53514118778 | 0.02 | LB
7201 | Screw,Stator #10-24 X 3.375"/Rd Hd/Sl/Zn | EA | 9 | 53514359737 | 0.02 | LB
7202 | Screw,Stator #10-24 X 5.875"/Rd Hd/Zn Pl | EA | 9 | 53514080617 | 0.02 | LB
7204 | Tubing,Shrink .50" Id/3M MFP | EA | 16.5 | 53514481483 | 0.01 | LB
7205 | Tubing,Shrink .50"Id X 1.5"Lg/3M MFP | EA | 3 | 53514056360 | 0.01 | LB
7212 | Plate,Mounting-Mach 6"Rail Sys | EA | 67.5 | 53514038090 | 75 | LB
7222 | Impeller-Mach Vtx 7.375"Dia/180Fr/3.0"So | EA | 402.5 | 53514175245 | 12 | LB
7224 | Nut,Lock Conduit .5"NPT Plastic | EA | 2 | 53514085513 | 0.01 | LB
7226 | Impeller-Mach Cl 9.000" Dia/6"Dis/4"Sol/ | EA | 466.5 | 53514038205 | 26 | LB
7228 | Seal,U-Cup 250 Frame 6.125" X .3125 Buna | EA | 20.5 | 53514038212 | 1 | LB
7233 | Impeller-Mach Vtx 7.625"Dia/180Fr/3.0"So | EA | 402.5 | 53514133788 | 12 | LB
7244 | Impeller-Mach Br 6.500" Dia/SO/140Fr/2.5 | EA | 1060 | 53514308537 | 0
7252 | Impeller-Mach Br 5.750" Dia/SO/140Fr/2.5 | EA | 1023 | 53514128746 | 10.5 | LB
7253 | Impeller-Mach Br 5.625" Dia/SO/140Fr/2.5 | EA | 1023 | 53514208806 | 10.5 | LB
7258 | Impeller-Mach Br 5.250" Dia/SO/140Fr/2.5 | EA | 1023 | 53514253639 | 0
7259 | Impeller-Mach Br 5.125" Dia/SO/140Fr/2.5 | EA | 1023 | 53514368432 | 0
7261 | Impeller-Mach Br 4.875" Dia/SO/140Fr/2.5 | EA | 1023 | 53514159245 | 10 | LB
7262 | Impeller-Mach Br 4.750" Dia/SO/140Fr/2.5 | EA | 944.5 | 53514349011 | 0
7264 | Impeller-Mach Br 4.500" Dia/SO/140Fr/2.5 | EA | 1023 | 53514248512 | 9.5 | LB
7267 | Impeller-Mach SO 10.125"Dia/210Fr/3"Sol | EA | 627.5 | 53514312664 | 0
7271 | Impeller-Mach SO 9.625" Dia/210Fr/3"Sol | EA | 635 | 53514105679 | 27 | LB
7277 | Wire Asm Moisture Sensor180F | EA | 49.5 | 53514129019 | 0.01 | LB
7280 | Impeller-Mach Vtx 8.125"Dia/180Fr/3.0"So | EA | 402.5 | 53514387945 | 0
7281 | Plug,Oil 3/4"NPT Galv | EA | 2.5 | 53514083090 | 0.18 | LB
7303 | Impeller-Mach Cl 10.000"Dia/6"Dis/4"Sol/ | EA | 487.5 | 53514113858 | 27 | LB
7319 | Impeller-Mach Cl 9.500" Dia/6"Dis/4"Sol/ | EA | 466.5 | 53514327866 | 0
7387 | Key,Stock Raw .187X.187 S/S | EA | 15.5 | 53514039691 | 0.01 | LB
7390 | Nut,7/16-14Unc Hex S.S. | EA | 1.5 | 53514494360 | 0.03 | LB
7391 | Screw,.5-13 X1.50 Lg. H.H./S.S. | EA | 3 | 53514187491 | 0.01 | LB
7392 | Plug,Pipe 2"NPT Sq Hd/304SS | EA | 72.5 | 53514135195 | 2 | LB
7393 | Impeller-Mach Vtx 8.250"Dia/180Fr/3.0"So | EA | 402.5 | 53514153120 | 12.5 | LB
7394 | Housing,Mtr 250 Frame | EA | 7326.5 | 53514141493 | 52.7 | LB
7395 | Housing,Bearing-Mach 250Frame | EA | 3979.5 | 53514252571 | 112 | LB
7400 | Screw,7/16-14Unc X 1.25" Lg Hex Hd S.S. | EA | 2.5 | 53514174552 | 0.07 | LB
7403 | Gasket,Pump Hsg. 250 Frame | EA | 67 | 53514225551 | 0
7406 | Cap,Pipe 2.0" NPT C.I./11 1/2 Thrds Per | EA | 57 | 53514445164 | 0
7408 | Key,.4375X.4375X1.75" SS | EA | 18 | 53514134389 | 0.01 | LB
7410 | Washer,Flat.813"Idx2.5"OD X.16 | EA | 55 | 53514041939 | 0.15 | LB
7415 | Bearing,Radial 5312 | EA | 572 | 53514092863 | 6.72 | LB
7416 | Impeller-Mach Vtx 8.375"Dia/180Fr/3.0"So | EA | 402.5 | 53514286484 | 0
7418 | Impeller-Mach Vtx 8.500"Dia/180Fr/3.0"So | EA | 402.5 | 53514463816 | 0
7420 | Housing,Leadwire-Mach 250 Frame | EA | 2261.5 | 53514252595 | 10 | LB
7424 | Leadwire Asm 25' #2-4 Awg | EA | 5779.5 | 53514056322 | 41 | LB
7431 | Motor 460V/3Ph/30Hp | EA | 3920.5 | 53514113865 | 356 | LB
7434 | Screw,.75-16 Unf X 1.38" Lg Hexhead S.S. | EA | 14.5 | 53514126063 | 2 | LB
7440 | Seal,Shaft 1.875 Id TC-TC/(Buna-N) | EA | 874 | 53514103606 | 0.5 | LB
7441 | Leadwire Asm 50' #2-4 Awg | EA | 8077 | 53514056339 | 82 | LB
7445 | Housing,Pump-Mach 4"Dis.3"Solid Wet Pit | EA | 1153 | 53514124786 | 61 | LB
7453 | Relay,Universal Supco | EA | 99 | 53514107727 | 1 | LB
7454 | Leadwire Asm 75' #4-10 Awg | EA | 873.5 | 53514114688 | 27.3 | LB
7455 | Wire Asm Sensor-75' 5-18Awg | EA | 543 | 53514114695 | 10.1 | LB
7463 | Impeller-Mach Vtx 9.000"Dia/180Fr/3.0"So | EA | 402.5 | 53514185879 | 12.75 | LB
7464 | Impeller-Mach Vtx 9.125"Dia/180Fr/3.0"So | EA | 402.5 | 53514294151 | 13 | LB
7466 | Impeller-Mach Vtx 9.375"Dia/180Fr/3.0"So | EA | 402.5 | 53514333461 | 0
7467 | Impeller-Mach Vtx 9.500"Dia/180Fr/3.0"So | EA | 402.5 | 53514445331 | 0
7471 | Impeller-Mach Vtx 10.000Dia/180Fr/3.0"So | EA | 402.5 | 53514206277 | 12 | LB
7473 | Impeller-Mach Vtx 10.250Dia/180Fr/3.0"So | EA | 402.5 | 53514269265 | 0
7475 | Impeller-Mach Vtx 10.500Dia/180Fr/3.0"So | EA | 402.5 | 53514131579 | 13 | LB
7490 | Impeller-Mach SO 8.625" Dia/Br/180Fr/3"S | EA | 660 | 53514039707 | 0
7494 | Impeller-Mach SO 8.313" Dia/Br/180Fr/3"S | EA | 660 | 53514039745 | 0
7499 | Nipple,Pipe .75Npt X 2.5"Black | EA | 2 | 53514142025 | 0.216 | LB
7502 | Plug,Square Head 3"NPT Black Iron | EA | 44 | 53514290757 | 0
7503 | Screw,.625-11 X 2" Lg HH Zinc Pl. | EA | 3.5 | 53514290771 | 0.22 | LB
7504 | Gasket,Flange 4" | EA | 15 | 53514191269 | 1 | LB
7506 | Retainer,Seal-Mach 250Frame | EA | 828 | 53514039912 | 13 | LB
7510 | Housing,Pump-Mach 4"Dis/3"Solids/Dry Pit | EA | 1932 | 53514040758 | 84 | LB
7511 | Plate,Mounting Asm 6"Rail Sys | EA | 514.5 | 53514044527 | 80 | LB
7530 | Connector,Chain S.S. | EA | 254.5 | 53514040116 | 1 | LB
7549 | Cable,Lifting/SS/10'Lg/.25"Dia | EA | 264.5 | 53514040277 | 4 | LB
7551 | Cable,Lifting/SS/15'Lg/.25"Dia | EA | 293 | 53514040291 | 3 | LB
7554 | Impeller-Mach Cl 8.750" Dia/6"Dis/4"Sol/ | EA | 1362 | 53514040192 | 26 | LB
7561 | Impeller-Mach Vtx 8.250"Dia/Br/180Fr/3.0 | EA | 901.5 | 53514190392 | 17.1 | LB
7576 | Capacitor,30Uf/440Vac/(Size 3.75" X 1.75 | EA | 56.5 | 53514130862 | 0.5 | LB
7577 | Rotor 230V/1Ph/1750/7.5"Fr/4.00"Stack | EA | 650.5 | 53514170066 | 26 | LB
7579 | Rotor 200/230/460/575V/3P/1750/7.5"Fr/2. | EA | 488.5 | 53514177041 | 19 | LB
7580 | Rotor 200/230/460/575V/3P/1750/7.5"Fr/3. | EA | 523.5 | 53514110017 | 23 | LB
7581 | Rotor 200/230/460/575V/3P/1750/7.5"Fr/4. | EA | 590.5 | 53514086800 | 30 | LB
7582 | Rotor 200/230/460/575V/3P/1750/7.5"Fr/5. | EA | 1107 | 53514126018 | 31 | LB
7589 | Seal,Ring 8.234Id -267 Buna-N | EA | 3 | 53514098599 | 0.01 | LB
7597 | Capacitor,324-389Uf/110-125Vac/(2.75"L | EA | 23.5 | 53514135799 | 0.25 | LB
7605 | Hardware Pak,18"Dia/3V3D/10'T/Poly/(For | EA | 87.5 | 53514035747 | 2 | LB
7606 | Hub,Inlet-DWV 2" | EA | 79 | 53514035778 | 2 | LB
7607 | Flange,Disch 2" Slip Bolt-On/Plastic | EA | 45 | 53514035945 | 0.14 | LB
7608 | Flange,Vent 2" Thd (Jackel)/Plastic | EA | 56.5 | 53514035952 | 0.18 | LB
7610 | Seal,2-3"V/3D Sq Ring (Jackel) | EA | 5.5 | 53514035976 | 0.5 | LB
7611 | Flange,Disch 3" Slip Bolt-On/Plastic | EA | 53.5 | 53514035983 | 0.14 | LB
7613 | Seal,2"Disch Sq Ring (Jackel) | EA | 4 | 53514036003 | 0.01 | LB
7640 | Seal&FLG-Disch 1.5" Thrd(Jackel)/Plastic | EA | 13.5 | 53514036669 | 1 | LB
7642 | Capacitor,10Uf/250Vac/"98" | EA | 63.5 | 53514037031 | 0.14 | LB
7644 | Cord Term&Seal 230V/50'/14-3 SO/1Ph/Auto | EA | 375.5 | 53514036959 | 8.7 | LB
7650 | Wire Asm-F (1)Wire Black 6"Lg | EA | 2.5 | 53514037215 | 0.01 | LB
7657 | Alarm,Bell/4X Waterguard | EA | 174.5 | 53514037338 | 0.5 | LB
7669 | Flange,Disch 1.5" Slip W/Adapter & Seal/ | EA | 54 | 53514037741 | 1 | LB
7671 | Impeller Asm "405" (Keyed) | EA | 130 | 53514037840 | 5 | LB
7680 | Seal,Cord 16-2 Fs/Insp Plate | EA | 26 | 53514037895 | 0.1 | LB
7681 | Cover & Cord Asm 460V/3Ph/16Ga | EA | 343.5 | 53514037925 | 12.6 | LB
7682 | Impeller Asm 3Ph "161" | EA | 197.5 | 53514037932 | 1.8 | LB
7687 | Carton Asm "98" | EA | 9 | 53514039486 | 0.42 | LB
7688 | Fuse For 10-0110 | EA | 38.5 | 53514038052 | 0.001 | LB
7693 | Cord Term&Seal 200V/16-3 Korean/13'6"/Au | EA | 54.5 | 53514038113 | 1.6 | LB
7694 | Cord Term&Seal 200V/16-3 Korean/13'6"/Au | EA | 54.5 | 53514038120 | 1.6 | LB
7722 | Basin & Cover Asm/DP/PD/Rotomolded/2" in | EA | 398.5 | 53514073954 | 5 | LB
7725 | Hardware Pak,"Pd/Dp" | EA | 21 | 53514041250 | 2 | LB
7726 | Washer,.219"Idx.500"ODx.049 Zi | EA | 0.5 | 53514087005 | 0.1 | LB
7729 | Fitting,Pvc 1.5" NPT X 2"Slip Reducer/Sc | EA | 16.5 | 53514154738 | 0.35 | LB
7735 | Disc,Cutter- S.S. | EA | 75.5 | 53514214920 | 1.345 | LB
7736 | Cutter,S.S./Grinder/5 Blade | EA | 171 | 53514336820 | 1.38 | LB
7750 | Label,"Contains 1.5X2 Bushing" | EA | 0.5 | 53514485184 | 0.01 | LB
7751 | Bracket,Mtg-M Pak | EA | 173.5 | 53514037413 | 0.2 | LB
7757 | Plate,Seal-Mach."840-842/7011-7013" | EA | 81.5 | 53514087012 | 4.78 | LB
7761 | Screw,#10-24 X .875-Flt Sh Cap SS. | EA | 0.5 | 53514081805 | 0.01 | LB
7762 | Adapter-Mach "840" (Myers) | EA | 71 | 53514085537 | 2.8 | LB
7763 | Seal Asm,Shaft "840" | EA | 45 | 53514056254 | 0.1 | LB
7765 | Bearing,Radial 7306B | EA | 43 | 53514084769 | 0.84 | LB
7767 | Seal,Shaft Carbon/Rotary/"840" | EA | 23 | 53514235345 | 0.01 | LB
7768 | Screw,.25-20 X .75"Sh Cap SS. | EA | 0.5 | 53514081799 | 0.01 | LB
7769 | Ring,Snap-5100-100 Truarc | EA | 2 | 53514087029 | 0.01 | LB
7770 | Sensor,Moisture Asm "840/6840" | EA | 25 | 53514082246 | 0.01 | LB
7771 | Seal,Sq-Ring Adapter 840 | EA | 3 | 53514069681 | 0.01 | LB
7772 | Seal,Sq-Ring Seal Plate "840" | EA | 2.5 | 53514069698 | 0.01 | LB
7773 | Seal,Sq-Ring Cover "840" | EA | 1.5 | 53514083755 | 0.01 | LB
7774 | Screw,#10-24 X .625"Sh Cap SS | EA | 0.5 | 53514087036 | 0.01 | LB
7775 | Key,.1875X.1875X1.656 SS | EA | 9 | 53514087043 | 0.01 | LB
7783 | Fitting,Pvc 1.25"/90D Elbow/Slip X Slip/ | EA | 5 | 53514039639 | 0.01 | LB
7788 | Bracket Asm.-Fs Guide Rail Basin | EA | 151.5 | 53514190859 | 3.25 | LB
7790 | Screw,.25-20 X 1" Hhm-S.S. | EA | 0.5 | 53514087050 | 0.02 | LB
7792 | Seal Pak,S18" Dia 3V/1.5D Radon | EA | 43.5 | 53514073404 | 2 | LB
7793 | Seal Pak,S18"Dia 4V/1.5D Radon | EA | 43.5 | 53514061210 | 2 | LB
7797 | Switch,Mf-6' W/Terminal "510" | EA | 71 | 53514039646 | 0.88 | LB
7798 | Mounting Asm,Pump-"510" | EA | 18.5 | 53514039868 | 1 | LB
7802 | Case & Switch HT | EA | 115.5 | 53514038274 | 5.7 | LB
7805 | Paint,Green High Solid | EA | 116 | 53514089030 | 10 | LB
7807 | Paint,Black Pint Can Highsolid | EA | 21.5 | 53514039394 | 1 | LB
7810 | Motor Starter Relay (10-0050) | EA | 461 | 53514038489 | 1 | LB
7815 | Cable,S.S./.25"Dia X 15'/With S.S. Hook | EA | 508.5 | 53514038595 | 4 | LB
7816 | Holder,Cable S.S./Flt Sw | EA | 323.5 | 53514038618 | 2 | LB
7818 | Hub & Seal-Ci/6"/Curved/For 24"-72" Dia | EA | 187 | 53514038632 | 10 | LB
7848 | Clip,Tether Fs PF/QJ | EA | 2 | 53514039530 | 0.01 | LB
7856 | Hanger,Mounting"510"Control Box/Plastic | EA | 2 | 53514039875 | 1 | LB
7864 | Tie,Cable-Nylon | EA | 0.5 | 53514039837 | 0.001 | LB
7885 | Overload For 10-0272 | EA | 161.5 | 53514041106 | 2 | LB
7886 | Overload For 10-0273 | EA | 161.5 | 53514041113 | 2 | LB
7887 | Overload For 10-0274 | EA | 161.5 | 53514041120 | 2 | LB
7888 | Overload For 10-0275 | EA | 161.5 | 53514041137 | 2 | LB
7889 | Overload For 10-0276 | EA | 161.5 | 53514041144 | 2 | LB
7890 | Overload For 10-0277 | EA | 161.5 | 53514041151 | 2 | LB
7891 | Overload For 10-0278 | EA | 161.5 | 53514041168 | 2 | LB
7892 | Overload For 10-0279 | EA | 161.5 | 53514041175 | 2 | LB
7894 | Contactor,25Amp Max/T&O | EA | 879.5 | 53514041182 | 2 | LB
7897 | Hose & Clamp 2" Asm | EA | 28.5 | 53514054069 | 1 | LB
7911 | Cord Term&Seal 230V/20'/14-3 SOW-A/Nonau | EA | 210 | 53514040000 | 3.6 | LB
7913 | Cord Term&Seal 115V/20'/14-3 SOW-A/Nonau | EA | 196 | 53514040055 | 3.6 | LB
7914 | Cover & Cord 115V/1Ph/Na "292" | EA | 315.5 | 53514040062 | 14.6 | LB
7917 | M53 115V/1Ph/cCSAus/(105 Dp) | EA | 310 | 53514040550 | 22 | LB
7918 | M55 115V/1Ph/cCSAus/(110Drain Pump) | EA | 2211 | 53514059156 | 24 | LB
7919 | M57 115V/1Ph/cCSAus/(115 Dp) | EA | 340 | 53514043001 | 27 | LB
7920 | M59 115V/1Ph/cCSAus/(120 Drain Pump) | EA | 3009 | 53514059163 | 30 | LB
7921 | M98 115V/1Ph/cCSAus/(131 Drain Pump) | EA | 470 | 53514059170 | 39 | LB
7922 | Overload For 10-0242 | EA | 199.5 | 53514040796 | 1 | LB
7942 | Fuse,Lpsrk 15 | EA | 31 | 53514041557 | 0.2 | LB
7945 | Fuse,Lpj 6Sp | EA | 36 | 53514041564 | 0.01 | LB
7946 | Fuse,Lpj 3Sp | EA | 36 | 53514041571 | 0.01 | LB
7947 | Reducer,Bussmann 216R | EA | 43.5 | 53514041588 | 0.2 | LB
7950 | Transformer,Control Panel/Waterguard 208 | EA | 353 | 53514041632 | 2 | LB
7951 | Stator 115V/1Ph GE Unmachined | EA | 102 | 53514041670 | 3.6 | LB
7952 | Stator 230V/1Ph Unmachined "50 | EA | 136.5 | 53514041687 | 4.1 | LB
7980 | Rebuild Kit "280" (1/93 Thru Current) | EA | 194.5 | 53514042219 | 7 | LB
7987 | Switch,Mech Flt/SPB/240V/15'Cd/13Amp/1Hp | EA | 118.5 | 53514293215 | 1.68 | LB
7988 | Seal,Cord-Asm ED 130/260 | EA | 28.5 | 53514042257 | 0.2 | LB
8004 | Impeller-Mach SO 6.500" Dia/140Fr/3"Sol | EA | 292.5 | 53514320010 | 0
8005 | Impeller-Mach SO 6.375" Dia/140Fr/3"Sol | EA | 292.5 | 53514356118 | 0
8006 | Impeller-Mach SO 6.250" Dia/140Fr/3"Sol | EA | 292.5 | 53514184445 | 9.6 | LB
8007 | Impeller-Mach SO 6.125" Dia/140Fr/3"Sol | EA | 292.5 | 53514381011 | 9.6 | LB
8008 | Impeller-Mach SO 6.000" Dia/140Fr/3"Sol | EA | 292.5 | 53514243647 | 9.6 | LB
8009 | Impeller-Mach SO 5.875" Dia/140Fr/3"Sol | EA | 292.5 | 53514114657 | 9.5 | LB
8011 | Impeller-Mach SO 5.625" Dia/140Fr/3"Sol | EA | 292.5 | 53514121372 | 9.4 | LB
8012 | Impeller-Mach SO 5.500" Dia/140Fr/3"Sol | EA | 292.5 | 53514112585 | 9.3 | LB
8013 | Impeller-Mach SO 5.375" Dia/140Fr/3"Sol | EA | 292.5 | 53514303310 | 9.3 | LB
8014 | Impeller-Mach SO 5.250" Dia/140Fr/3"Sol | EA | 292.5 | 53514123970 | 9.2 | LB
8016 | Impeller-Mach SO 5.Oo0" Dia/140Fr/3"Sol | EA | 292.5 | 53514453916 | 9.1 | LB
8017 | Impeller-Mach SO 4.875" Dia/140Fr/3"Sol | EA | 292.5 | 53514425760 | 9 | LB
8018 | Impeller-Mach SO 4.75O" Dia/140Fr/3"Sol | EA | 292.5 | 53514499617 | 9 | LB
8021 | Clamp,Lead-Machined | EA | 262.5 | 53514062064 | 1 | LB
8024 | Sensor,Moisture Kit (Old 6600)/140 Frame | EA | 121.5 | 53514045371 | 0.1 | LB
8025 | Sensor,Moisture Kit(6650-6671) 180 Frame | EA | 142 | 53514045388 | 0.1 | LB
8026 | Sensor,Moisture Kit 250 Frame | EA | 188.5 | 53514045395 | 0.1 | LB
8034 | Clamp,Lead-Mach Tapped .75"NPT Cond Conn | EA | 276.5 | 53514087531 | 1 | LB
8036 | Cable,Lifting/SS/25'Lg/.25"Dia | EA | 349.5 | 53514256784 | 12 | LB
8038 | Screw,#10-24 X .375" Lg Pan Hd Sltd Zinc | EA | 0.5 | 53514324841 | 0.01 | LB
8040 | Key,.25 X .25 X 1.12" Steel. | EA | 7.5 | 53514083137 | 0.02 | LB
8113 | Stator 200V/3Ph/1750/6.25"Fr/2.75"Stack | EA | 790.5 | 53514491048 | 15.8 | LB
8117 | Stator 230-460V/3Ph/1750/6.25"Fr/3.00"St | EA | 792 | 53514333430 | 17.13 | LB
8123 | Rotor/200-230-460-575V/3P/1750/6.25"Fr/3 | EA | 426.5 | 53514173432 | 10.8 | LB
8124 | Rotor 200-230-460-575V/3P/1750/6.25"Fr/3 | EA | 431 | 53514151454 | 11.26 | LB
8125 | Rotor 230V/1Ph/1750/6.25"Fr/3.50"Stack | EA | 626.5 | 53514481001 | 12.88 | LB
8146 | Impeller-Mach SO 7.125" Dia/Br/180Fr/3"S | EA | 2996 | 53514133085 | 18 | LB
8148 | Impeller-Mach SO 7.375" Dia/Br/180Fr/3"S | EA | 2980.5 | 53514334147 | 18.2 | LB
8151 | Impeller-Mach SO 7.750" Dia/Br/180Fr/3"S | EA | 2957 | 53514102500 | 18.4 | LB
8155 | Impeller-Mach SO 5.750" Dia/180Fr/3"Sol | EA | 412.5 | 53514053772 | 17.5 | LB
8165 | Seal,Shaft 1.25 Id Cer/Carb (Buna) | EA | 49.5 | 53514103378 | 0.205 | LB
8166 | Seal,Shaft 1.25 Id TC-TC/(Buna-N) | EA | 395 | 53514103385 | 0.2 | LB
8167 | Seal,Shaft 1.25 Id TC-Carb/(Buna-N) | EA | 748 | 53514103392 | 0.2 | LB
8168 | Seal,Shaft 1.75 Id Cer/Carb (Buna) | EA | 77.5 | 53514103507 | 0.2 | LB
8169 | Seal,Shaft 1.75 Id TC-TC/(Buna-A) | EA | 1465.5 | 53514103514 | 0.5 | LB
8170 | Seal,Shaft 1.75 Id TC-Carb/(Buna-N) | EA | 813.5 | 53514103538 | 0.5 | LB
8171 | Seal,Shaft 2.00Id Cer/Carb (Buna) | EA | 444.5 | 53514103699 | 0.6 | LB
8172 | Seal,Shaft 2.00 Id TC-TC/(Buna-N) | EA | 1523.5 | 53514103705 | 0.6 | LB
8173 | Seal,Shaft 2.00 Id TC-Carb/(Buna-N) | EA | 885.5 | 53514103729 | 0.6 | LB
8174 | Seal,Shaft 1.125 Id Cer/Carb (Viton) | EA | 280 | 53514103323 | 0.18 | LB
8175 | Seal,Shaft 1.125 Id TC-TC/(Viton) | EA | 867.5 | 53514103330 | 0.18 | LB
8176 | Seal,Shaft 1.125 Id TC-Carb/(Viton) | EA | 914 | 53514103354 | 0.18 | LB
8177 | Seal,Shaft 1.25Id Cer/Carb (Viton) | EA | 410 | 53514103415 | 0.18 | LB
8178 | Seal,Shaft 1.25 Id TC-TC/(Viton) | EA | 1468.5 | 53514103422 | 0.2 | LB
8179 | Seal,Shaft 1.25 Id TC-Carb/(Viton) | EA | 870.5 | 53514103446 | 0.2 | LB
8180 | Seal,Shaft 1.50 Id TC-TC/(Viton) | EA | 1625 | 53514103491 | 0.1 | LB
8181 | Seal,Shaft 1.75 Id Cer/Carb (Viton) | EA | 494.5 | 53514103552 | 0.5 | LB
8182 | Seal,Shaft 1.75 Id TC-TC/(Viton) | EA | 1654 | 53514103569 | 0.5 | LB
8183 | Seal,Shaft 1.75 Id TC-Carb/(Viton) | EA | 1002 | 53514103583 | 0.5 | LB
8184 | Seal,Shaft 1.875 Id Cer/Carb (Viton) | EA | 590.5 | 53514103644 | 0.5 | LB
8185 | Seal,Shaft 1.875 Id TC-TC/(Viton) | EA | 1154.5 | 53514103651 | 0.5 | LB
8187 | Seal,Shaft 2.00 Id Cer/Carb (Viton) | EA | 626.5 | 53514103743 | 0.6 | LB
8188 | Seal,Shaft 2.00 Id TC-TC/(Viton) | EA | 1802.5 | 53514103750 | 0.6 | LB
8189 | Seal,Shaft 2.00 Id TC-Carb/(Viton) | EA | 1097 | 53514103774 | 0.6 | LB
8190 | Capacitor,Start 216-259 Uf/220-250VAC | EA | 58.5 | 53514386467 | 0.2 | LB
8199 | Stator 230V/1Ph/1750/7.5"Fr/4.00"Stack | EA | 1713 | 53514288754 | 51 | LB
8200 | Stator 230V/1Ph/1750/7.5"Fr/5.00"Stack | EA | 3246.5 | 53514186647 | 62 | LB
8222 | Motor 230/460/3P/25Hp/Us | EA | 9522 | 53514436636 | 279 | LB
8223 | Fan,Motor 250 Frame | EA | 211.5 | 53514113872 | 0.2 | LB
8224 | Housing,Bearing-Mach 250 Frame (Revised) | EA | 3256.5 | 53514253592 | 115.2 | LB
8225 | Bearing,Radial 6207 | EA | 15 | 53514172480 | 0.645 | LB
8357 | Seal,Ring 5.987 Id -163 Viton | EA | 7 | 53514059569 | 0.1 | LB
8358 | Seal,Ring 4.609 Id -247 Viton | EA | 7 | 53514059576 | 0.1 | LB
8359 | Seal,Ring 9.984Id -274 Viton | EA | 19.5 | 53514059583 | 0.1 | LB
8362 | Seal,Ring 8.984Id -270 Viton | EA | 24.5 | 53514166564 | 0.1 | LB
8363 | Seal,Ring 8.234Id -267 Viton | EA | 256 | 53514319533 | 0.01 | LB
8365 | Gasket,Pump Hsg. 180 Fr 75 Duro Viton | EA | 155 | 53514087524 | 0.1 | LB
8367 | Seal,Ring 15.475Id -460 Viton | EA | 70 | 53514319519 | 0
8368 | Seal,Ring 14.984Id -281 Viton | EA | 45 | 53514319540 | 0.01 | LB
8369 | Seal,Ring 6.975Id -365 Viton | EA | 41 | 53514344634 | 0
8371 | Seal,U-Cup 250 Frame 7.0" X .3125" Viton | EA | 209 | 53514319557 | 0.1 | LB
8387 | Impeller-Mach SO 10.625"Dia/180Fr/3"Sol | EA | 540 | 53514193324 | 28 | LB
8392 | Motor 230/460V/3Ph/20Hp/Us (Revised) | EA | 7073 | 53514438852 | 239 | LB
8403 | Impeller-Mach SO 9.500" Dia/Br/180Fr/3"S | EA | 660 | 53514106201 | 27 | LB
8419 | Oil,Dielectric/Chevron ISO 22/1 Gal Can | EA | 138.5 | 53514062699 | 8 | LB
8420 | Oil,Dielectric/Chevron ISO 22/5 Gal Can | EA | 445 | 53514062705 | 40 | LB
8421 | Motor 460V/3Ph/30Hp/Us | EA | 9227.5 | 53514417741 | 0
8422 | Motor 460V/3Ph/40Hp/Us | EA | 9672 | 53514134396 | 2 | LB
8426 | Gasket,Flange 6" | EA | 17.5 | 53514279233 | 0
8445 | Impeller-Mach SO As Cast 8"Dia/180Fr/3"S | EA | 212.5 | 53514311018 | 14.85 | LB
8451 | Screw,.375-16 X 1.25" Lg Socket Flathead | EA | 2.5 | 53514317560 | 0.04 | LB
8452 | Housing,Bearing Asm/250 Frame | EA | 3995 | 53514068080 | 129 | LB
8489 | Rotor 230V/1Ph/1750/6.25"Fr/4.00"Stack | EA | 652.5 | 53514123734 | 13.6 | LB
8505 | Carton,Mini Drain "104" | EA | 8 | 53514041854 | 1.5 | LB
8515 | Pipe,Discharge-Asm QJ/PF | EA | 42 | 53514042837 | 0.3 | LB
8524 | Flapper Asm Unicheck 840 | EA | 45.5 | 53514049966 | 0.325 | LB
8528 | Guard,Cutter-Plastic 820/840 | EA | 6 | 53514069704 | 0.063 | LB
8533 | Washer,Retaining-"840" | EA | 2.5 | 53514081812 | 0.01 | LB
8534 | Housing,Pump-Mach "840" | EA | 203 | 53514060022 | 11.76 | LB
8535 | Cordage,14-6 SOW Or SOOW/CSA/UL | EA | 9.5 | 53514187903 | 0.131 | LB
8537 | Cordage,18-2 SOW Or SOOW/CSA/UL | EA | 2 | 53514187910 | 0.071 | LB
8540 | Tie,Wire "840" | EA | 10.5 | 53514251291 | 0.01 | LB
8542 | U-Bolt,Rail Sys. S.S. | EA | 64 | 53514087784 | 0.114 | LB
8550 | Insp.Plate 30"Lid/W4"Hole W4" Adapteflex | EA | 150 | 53514042639 | 1 | LB
8569 | Cord Term&Seal 115V/50'/14-3 SO/20A Plg/ | EA | 383 | 53514042974 | 8.7 | LB
8570 | Rebuild Kit "3282" (6/92-11/92) | EA | 795 | 53514042981 | 6 | LB
8571 | Rebuild Kit "3282" (12/92 Thru 9/94) | EA | 793.5 | 53514042998 | 6 | LB
8585 | Fuse,250V/Fusetron Fnm-1 | EA | 15 | 53514043070 | 0.01 | LB
8586 | Fuse,250V/Cc-Tr- On Fnq-R-1 | EA | 41.5 | 53514043087 | 0.01 | LB
8594 | Motor 460V/3Ph/5Hp/Ex Pr | EA | 4800 | 53514043674 | 200 | LB
8634 | Kit,Wax Ring Seal | EA | 33 | 53514044459 | 2.1 | LB
8646 | Base-Mach "267" | EA | 64.5 | 53514047498 | 9.5 | LB
8656 | Cord Term&Seal 115V/35'/16-3 Sjow-A/Na/ | EA | 185.5 | 53514044039 | 3.6 | LB
8665 | Cord Term&Seal 115V/35'/14-3 SO/1Ph/Nona | EA | 236 | 53514044312 | 1 | LB
8668 | Cord Term&Seal 115V/25'/14-3 SO/20A Plg/ | EA | 282.5 | 53514044497 | 4.4 | LB
8713 | Hook,Float Switch S.S. | EA | 63.5 | 53514100520 | 0.182 | LB
8715 | Nipple,Pipe 1.25"X1.625"/Close/(Galv) | EA | 14 | 53514102364 | 0.28 | LB
8716 | Nipple,Pipe 1.25Npt X 10(Galv) | EA | 29.5 | 53514102388 | 1.91 | LB
8717 | Nipple,Pipe 1.25Npt X 12(Galv) | EA | 44.5 | 53514102357 | 2.07 | LB
8718 | Nipple,Pipe 2" X 6 (Galv) | EA | 11.5 | 53514102401 | 1.035 | LB
8719 | Fitting,Galv 1.25" X 1.25" 90D Elbow | EA | 16.5 | 53514102371 | 1.095 | LB
8720 | Fitting,Galv 2" X 1.25" 90D Elbow | EA | 22 | 53514102395 | 2 | LB
8731 | Fitting,Pvc 1.25/9OD Street El/Fem Slipx | EA | 7 | 53514087067 | 0.3 | LB
8732 | Fitting,Pvc 1.25" 45D Elbow/Sch 40 | EA | 4.5 | 53514369408 | 0
8738 | Pipe,Pvc 2" X 34" Sch 40 (For 72" Basin) | EA | 49 | 53514323110 | 0
8742 | Seal,O-Ring (334) | EA | 4 | 53514118037 | 0.1 | LB
8745 | Gasket,"840" Rail System | EA | 6 | 53514087777 | 0.01 | LB
8750 | Screw,.313-18 X 2" HH Cap S.S. | EA | 1.5 | 53514101169 | 0.01 | LB
8759 | Capacitor,Run-45Uf/370V/3.75"Lg X 2"Dia | EA | 29.5 | 53514465667 | 0.494 | LB
8761 | Carton Asm "840" | EA | 81.5 | 53514221867 | 6.285 | LB
8772 | Clamp,Worm Drive Hose/SAE 16/SS | EA | 2.5 | 53514142315 | 0.46 | LB
8773 | Washer,Flat.375"Id X.875"OD X.083 S.S. | EA | 0.5 | 53514087791 | 0.01 | LB
8780 | Base-Molded, "1264/1266" | EA | 28 | 53514079710 | 1.07 | LB
8787 | Hardware Pak,PF/QJ Wax Ring Kit | EA | 10 | 53514315382 | 1 | LB
8792 | Valve,Unicheck/1.25" Female NPT "840" | EA | 214.5 | 53514111625 | 7.5 | LB
8803 | Parts,Small-Kit "98" | EA | 13.5 | 53514048433 | 0.2 | LB
8806 | Washer,Flat-SS .375 .438Id X 1.000 OD X. | EA | 0.5 | 53514255220 | 0.01 | LB
8808 | Washer,Lock-SS .25"Regular Helical Sprin | EA | 0.5 | 53514084981 | 0.01 | LB
8810 | Nipple,Pipe 1.5"X 8"Galv | EA | 42.5 | 53514328702 | 1.83 | LB
8811 | Nipple,Pipe 1.25"NPT X 32"/Galv W-Weep H | EA | 101 | 53514362935 | 0
8813 | Seal,Pipe-1.25" (For 2" Hole) | EA | 14 | 53514082284 | 0.09 | LB
8814 | Shim,Slotted-Plastic (.125) | EA | 1.5 | 53514144746 | 0.01 | LB
8815 | Shim,Slotted-Plastic (.063) | EA | 1 | 53514368173 | 0.01 | LB
8820 | Pipe,Pvc 1.25" X 4.25" Sch 40 | EA | 11 | 53514158347 | 0.152 | LB
8825 | Washer,Flat #10-SS .219 Id X .440 OD X . | EA | 0.5 | 53514333003 | 0.01 | LB
8826 | Washer,Lock #10-SS Helical Spring | EA | 0.5 | 53514420505 | 0.01 | LB
8827 | Seal,Cord-T&B(2920Nm) | EA | 61.5 | 53514085506 | 0.59 | LB
8828 | Seal,Cord-T&B (2921Nm) | EA | 53 | 53514084806 | 0.52 | LB
8829 | Washer,Sealing .313 SS | EA | 1.5 | 53514087814 | 0.01 | LB
8833 | Adapter-Mach Lower/Dbl Sl | EA | 108.5 | 53514080501 | 8.7 | LB
8835 | Adapter-Mach Upper/Dbl Sl/Mst Sn | EA | 228 | 53514082482 | 16.1 | LB
8853 | Carton,"Dbl Sl "4160-4290/6160-6290" | EA | 26.5 | 53514328047 | 2.445 | LB
8862 | Adapter-Mach Upper/ W/O Sensor | EA | 210 | 53514080495 | 16.1 | LB
8894 | Nut,Lock .75"NPT Plastic | EA | 3 | 53514194437 | 0.01 | LB
8895 | Seal,O-Ring-.5" NPT | EA | 2.5 | 53514085520 | 0.01 | LB
8896 | Seal,O-Ring- .75" NPT | EA | 5.5 | 53514194420 | 0.01 | LB
8897 | Resin,Insulating-Elect. Size A | EA | 66.5 | 53514063313 | 0.29 | LB
8899 | Seal,Foam-Clsd Cell Psa 1 X .25 X 12 | EA | 9 | 53514169824 | 0.01 | LB
8994 | Pump,King 12V DC | EA | 101.5 | 53514050252 | 3 | LB
8995 | Housing,Pump-Mach Asm.-Homeguard | EA | 189 | 53514050269 | 1 | LB
8996 | Hose & Washer Asm-Homeguard | EA | 9.5 | 53514050276 | 0.287 | LB
8997 | Clamp,Hose-SS 7/16-1"Dia(No. 8) | EA | 4.5 | 53514050283 | 0.04 | LB
8999 | Ejector Asm-Homeguard | EA | 24 | 53514050306 | 0.12 | LB
9001 | Seal,O-Ring (213) Homeguard | EA | 0.5 | 53514050320 | 0.002 | LB
9002 | Seal,O-Ring (204) Homeguard | EA | 1 | 53514050337 | 0.0001 | LB
9008 | Cap & Washer 1.25"NPT-Homeguard | EA | 18 | 53514050399 | 0.046 | LB
9051 | Oil,Dielectric-(57 Oz) | EA | 63 | 53514050023 | 3.56 | LB
9053 | Cordage Term&Seal/20'/18-2 SOW-A/MS/1Ph/ | EA | 91.5 | 53514050047 | 1.5 | LB
9054 | Cordage Term&Seal/20'/14-6 SOW-A/Power/" | EA | 341.5 | 53514050054 | 2.65 | LB
9055 | Adapter Asm Grinder | EA | 856 | 53514050061 | 28 | LB
9056 | Oil,Dielectric (12 Oz) | EA | 30.5 | 53514050078 | 0.75 | LB
9057 | Cutter & Disc Asm Grinder | EA | 324 | 53514050085 | 3.2 | LB
9064 | Oil,Dielectric-(67 Oz) | EA | 69.5 | 53514050122 | 4.19 | LB
9066 | Cordage Term&Seal/20'/18-4 SOW-A/M&T Sen | EA | 179.5 | 53514050146 | 2.4 | LB
9067 | Seal,Cord-Asm | EA | 19.5 | 53514050160 | 0.2 | LB
9078 | Charger,DC Asm "507"(OLD STYLE) | EA | 335 | 53514051716 | 7.5 | LB
9081 | Fuse Holder,In-Line-Type hhb | EA | 5.5 | 53514100568 | 0.02 | LB
9082 | Fuse,250V/Mda-15 | EA | 4 | 53514051723 | 0.01 | LB
9084 | Hardware Pak,507/1507 | EA | 27 | 53514089221 | 0.41 | LB
9105 | Relay W/O Brkt 115V-Emb | EA | 13.5 | 53514217792 | 0.1 | LB
9107 | Relay W/O Brkt 230V-Emb | EA | 13.5 | 53514219598 | 0.2 | LB
9111 | Screw,#8-32 X .625" Ph R.H. Type F-410 S | EA | 0.5 | 53514057527 | 0.01 | LB
9117 | Bracket,Switch Mtg./Qwik Jon/Power Flush | EA | 34.5 | 53514057435 | 0.2 | LB
9118 | Rod,Float-Vert Switch(PF/QJ/Poly) | EA | 7.5 | 53514057534 | 0.0475 | LB
9119 | Float,Mech Switch (PF/QJ) | EA | 5.5 | 53514057541 | 0.05 | LB
9120 | Float Rod Stop-Mech Switch (PF&QJ) | EA | 1.5 | 53514057565 | 0.025 | LB
9121 | Float Rod Retaining Pin-Mech Switch (PF/ | EA | 1 | 53514057558 | 0.025 | LB
9124 | Hardware Pak,"PF&QJ" Poly | EA | 59 | 53514054618 | 0.5 | LB
9126 | Wire Asm Sensor Moisture | EA | 7.5 | 53514082123 | 0.01 | LB
9127 | Bracket-Mach Guide Rail "Wedge" | EA | 43.5 | 53514424442 | 3 | LB
9129 | Fitting,PVC 1.25" Coupling/Slip x Slip/S | EA | 2.5 | 53514069940 | 0.116 | LB
9139 | Hardware Pak,18"Split Cvr/2-3V/3D(For 17 | EA | 43.5 | 53514064198 | 0.1 | LB
9162 | Rebuild Kit "840/6840" | EA | 435.5 | 53514052324 | 10 | LB
9170 | Seal,Pipe-1.5"(For 3"Hl) | EA | 16.5 | 53514053352 | 1 | LB
9213 | Cable,Lifting/SS/20'Lg/.25"Dia | EA | 321 | 53514053567 | 5 | LB
9228 | Hardware Pak,24"Dia/2D/Sim/(For 17-0032/ | EA | 76.5 | 53514065423 | 0.1 | LB
9229 | Hardware Pak,24"Dia/3D/Sim/(For 17-0033/ | EA | 63 | 53514065430 | 0.1 | LB
9233 | Screw,.25-20 X 1 HH Cap-S.S. | EA | 0.5 | 53514086763 | 0.01 | LB
9239 | Hardware Pak,18"Dia/2V2D/10'T/Sim/(For 1 | EA | 31.5 | 53514065461 | 0.1 | LB
9240 | Hardware Pak,18"Dia/3V3D10'T/Sim/(For 17 | EA | 60 | 53514065478 | 0.1 | LB
9266 | Hardware Pak,18"Dia/2Vd&3Vd/10'T/(For 17 | EA | 60 | 53514067168 | 0.1 | LB
9278 | Washer,.375-Standard/SS | EA | 0.5 | 53514086770 | 0.01 | LB
9279 | Cover,S-24"Dia/2V2D/10'T/.25"Thk/(For 17 | EA | 674.5 | 53514200091 | 50 | LB
9280 | Cover,S-24"Dia/3V3D/10'T/.25"Thk/(For 17 | EA | 674.5 | 53514200107 | 50 | LB
9288 | Hardware Pak,18"Dia/2V2D/10'T/Sim/(For 1 | EA | 76.5 | 53514067175 | 2 | LB
9289 | Hardware Pak,18"Dia/2Vd&3Vd/10'T/(For 17 | EA | 74.5 | 53514067182 | 0.1 | LB
9291 | Screw,.250-20 X .5 HH Cap Screw-SS | EA | 0.5 | 53514486020 | 0
9344 | Hardware Pak,Switch/(PF/QJ) Poly | EA | 14.5 | 53514054625 | 0.15 | LB
9357 | Tank-Poly (Z171) | EA | 187 | 53514057909 | 11 | LB
9358 | Lid-Poly (Z170/171) | EA | 26 | 53514057916 | 2 | LB
9360 | Filter-Assembly (171 Filter System) | EA | 212.5 | 53514057893 | 6 | LB
9453 | Housing,Switch-Mach/Hi-Temp/Auto | EA | 135.5 | 53514055622 | 5.6 | LB
9454 | Housing-Switch-Mach/Hi-Temp/Non-Auto | EA | 124.5 | 53514055639 | 5.6 | LB
9462 | Body Asm,Unichk-1.25/1.5W/Weep Hole/Stl | EA | 17 | 53514056476 | 1.6 | LB
9464 | Nut,#8-32 Hex SS | EA | 0.5 | 53514358914 | 0.01 | LB
9465 | Washer,Flat #8 SS.188Id X.438OD X.049"Th | EA | 0.5 | 53514358921 | 0.01 | LB
9483 | Cord Term&Seal 115V/35'/16-3 Sjow/Aut | EA | 186 | 53514056384 | 3.6 | LB
9507 | Impeller Asm 3Ph "137" | EA | 65.5 | 53514056599 | 2.75 | LB
9508 | Rebuild Kit 3Ph "137" | EA | 90.5 | 53514056605 | 2 | LB
9524 | Impeller-Mach Br "270" | EA | 147 | 53514501655 | 2 | LB
9530 | Seal,Hole-1/2" Conduit Hole (Hoffman #As | EA | 57 | 53514158026 | 1 | LB
9531 | Hardware Pak,Dup Cover/30"/3V1.25D | EA | 110.5 | 53514184261 | 3 | LB
9532 | Hardware Pak,Sim Cover/24"/3V1.25D | EA | 81.5 | 53514175986 | 3 | LB
9540 | Bearing,Radial 6302 | EA | 8 | 53514083199 | 0.2 | LB
9545 | Screw,.25-20 X .75Lg HH SS (Nylock Pre-C | EA | 3 | 53514081782 | 0.01 | LB
9565 | Cord Term&Seal 115V/25'/16-3 Sjow/Na/ | EA | 135.5 | 53514057978 | 2.5 | LB
9566 | Seal,Shaft 1/2"(John Crane Type 6A) "140 | EA | 10.5 | 53514351946 | 0
9567 | Seal,Shaft Carbon/Stationary/(John Crane | EA | 7 | 53514351953 | 0.03 | LB
9578 | Seal,Cord-Bsn Cvr/2 Hl/2 Cut/.300 Cd Hl/ | EA | 7.5 | 53514059866 | 0.08 | LB
9586 | Fitting, Union 1.5" Slip X Slip/Pvc/Sc | EA | 38.5 | 53514059873 | 3 | LB
9594 | Cord Term&Seal 230V/50'/16-3 SOW-A/1Ph | EA | 385.5 | 53514056780 | 5 | LB
9596 | Impeller Asm "405" Trimmed 6.25"D W/Keyw | EA | 181.5 | 53514056858 | 5 | LB
9601 | Cover & Handle "3098" | EA | 121 | 53514057008 | 1.9 | LB
9602 | Cover & Handle "3098" | EA | 54 | 53514057015 | 1.9 | LB
9603 | Housing,Switch Case&Condsl/HT/Auto | EA | 203 | 53514057022 | 5.7 | LB
9604 | Housing,Switch Case&Condsl/HT/Nonauto | EA | 192.5 | 53514057039 | 5.7 | LB
9605 | Cover & Handle Asm/W-Cond Sl/"3137" | EA | 140.5 | 53514057077 | 4.6 | LB
9606 | Cover & Handle Asm "3137" | EA | 75 | 53514057084 | 4.6 | LB
9610 | Cord Term&Seal/20'/14-4 SO/3Ph/Nonauto | EA | 295 | 53514057299 | 4.6 | LB
9623 | Motor & Seal Asm 230V "262 | EA | 323.5 | 53514057473 | 10 | LB
9630 | Switch,Vert Float-Asm "WM267" W/ Float & | EA | 133.5 | 53514057619 | 1 | LB
9631 | Switch,Vert Flt- & Seal "WM267" | EA | 58 | 53514057602 | 1 | LB
9643 | Seal,Conduit-Asm | EA | 68 | 53514057640 | 0.2 | LB
9644 | Cordage Cond&Sls/HT/3'/16-4 SOW or SOOW- | EA | 248 | 53514057657 | 0.64 | LB
9645 | Cordage Cond&Sls/HT/6'/16-4/"3098" | EA | 343 | 53514057664 | 1.28 | LB
9646 | Cordage Cond&Sls/HT/3'/16-3/Auto/"3137/3 | EA | 244 | 53514057688 | 0.6 | LB
9647 | Cordage Cond&Sls/HT/6'/16-3/Nonauto/"313 | EA | 340 | 53514057695 | 1.2 | LB
9648 | Cover & Handle Asm/W-Cond Sl/Brass/"3139 | EA | 588.5 | 53514057701 | 5.4 | LB
9649 | Cover & Handle Asm Brass "3139" | EA | 502.5 | 53514057718 | 5.4 | LB
9655 | Cordage Cond&Sls/HT/3'/16-3 SOW or SOOW- | EA | 244 | 53514057756 | 0.72 | LB
9656 | Cordage Cond&Sls/HT/6'/16-3 SOW or SOOW- | EA | 340 | 53514057763 | 1.44 | LB
9661 | Cover & Handle "3282" | EA | 221 | 53514057770 | 10.8 | LB
9662 | Cover & Handle "3282" | EA | 154 | 53514057787 | 10.8 | LB
9685 | Cord Term&Seal 200V/20'/12-3 SO/Nonauto | EA | 243.5 | 53514058982 | 5 | LB
9746 | Fitting,Pvc 1.5" Coupling/Sch 40 | EA | 2.5 | 53514197926 | 0.168 | LB
9750 | Seal,Cord-Uf Cable (T&B 2827) | EA | 29.5 | 53514128654 | 0.0685 | LB
9753 | Nipple,Pipe 1.25 X 10"/Stainless Steel | EA | 51.5 | 53514330439 | 0
9754 | Nipple,Pipe 1.25 X 6"/Stainless Steel | EA | 59.5 | 53514495947 | 1.15 | LB
9755 | Nipple,Pipe 1.25 X 1.625(Close)/Stainles | EA | 12 | 53514254070 | 0.31 | LB
9756 | Nipple,Pipe 2" X 17.875"/ Stainless Stee | EA | 268 | 53514334109 | 0
9773 | Terminal,Block 8 Position With Sems Plat | EA | 29 | 53514355043 | 0.136 | LB
9775 | Lug,Ground | EA | 3 | 53514358907 | 0.018 | LB
9791 | Seal,Shaft Tungsten Carbide/Stationary/" | EA | 509 | 53514421526 | 0
9814 | Cord Term&Seal 115V/25'/16-3 Sjow/Aut | EA | 135 | 53514059798 | 2.5 | LB
9819 | Switch,Mech Flt/SPB/120V/20'Cd/13Amp/.5H | EA | 112 | 53514138479 | 2.28 | LB
9830 | Fitting,S.S. 1.25" X 1.25" 90D Elbow | EA | 76.5 | 53514492755 | 0.2 | LB
9838 | Seal,Pipe-1.25" (For 3" Hole) | EA | 15.5 | 53514084837 | 1 | LB
9839 | Nipple,Pipe 1.25" X 6.5"SS | EA | 144 | 53514378905 | 0
9840 | Nipple,Pipe 2" X 2"Close/Stainless Steel | EA | 34.5 | 53514269180 | 0.62 | LB
9848 | Fitting,S.S. 2" 90D Elbow | EA | 84.5 | 53514310905 | 2.06 | LB
9850 | Seal,Pipe-6" (For 7"Hole) | EA | 40.5 | 53514099367 | 1 | LB
9858 | Carton,8" X 8" X 6" (Z170) | EA | 2.5 | 53514060008 | 0.378 | LB
9861 | Bearing,Radial 7303B | EA | 30 | 53514087074 | 0.236 | LB
9862 | Impeller-Mach Br "191" | EA | 493 | 53514173241 | 3.6 | LB
9863 | Housing,Pump-Mach "191" | EA | 200 | 53514089771 | 17.28 | LB
9878 | Tank & Cover,Poly "Z171" | EA | 356.5 | 53514059842 | 12 | LB
9880 | Coupling,Elec 1.5"/Steel-Indus Enameled | EA | 152 | 53514115340 | 3 | LB
9882 | Carton,White/Zco Logo | EA | 7.5 | 53514225773 | 0.769 | LB
9883 | Housing,Pump-Mach "840"/Hydro-Rail | EA | 213.5 | 53514060039 | 14.59 | LB
9884 | Impeller Asm 3Ph "266-267-268" | EA | 93 | 53514060145 | 1.5 | LB
9912 | Terminal,Block 2 Pos/With Sems Plate | EA | 6 | 53514193010 | 0.032 | LB
9913 | Strip,Marker 2 Position | EA | 5.5 | 53514358945 | 0.01 | LB
9970 | Seal,Cord (.481-.709) 3/4" NPT | EA | 9 | 53514194413 | 0.054 | LB
9973 | Seal,Cord Kleinhuis/(.236-.472) 1/2" NPT | EA | 7 | 53514131081 | 0.5 | LB
9976 | Cord Term&Seal HT/115V/20'/14-3 SOW-A/Au | EA | 206 | 53514060565 | 3.6 | LB
9977 | Case & Switch HT "3161/3163" | EA | 139 | 53514060558 | 5.1 | LB
9978 | Cordage Cond&Sls/HT/3'/16-4 SOW or SOOW/ | EA | 239.5 | 53514060596 | 0.64 | LB
9979 | Cordage & Term/HT/3'/16-4 SOW or SOOW/Au | EA | 26.5 | 53514060602 | 0.25 | LB
9980 | Cord Term&Seal HT/230V/20'/16-3 SOW-A/Au | EA | 136 | 53514060572 | 2.1 | LB
9982 | Coupling,Elec 1.25"/SS | EA | 249.5 | 53514117306 | 3 | LB
9987 | Rebuild Kit "3161/3163" | EA | 487.5 | 53514060640 | 8 | LB
9995 | Coupling,Elec 2.0"/Steel Enameled/Thdd/W | EA | 171.5 | 53514082345 | 3 | LB
10027 | Carton,"140/150" | EA | 7 | 53514084851 | 0.925 | LB
10028 | Carton,"270" | EA | 13 | 53514084868 | 1.445 | LB
10032 | Float,7" Tube | EA | 467.5 | 53514008727 | 0.5 | LB
10033 | Rod,60"Lg X 3/8"Dia | EA | 42.5 | 53514008734 | 1 | LB
10039 | Seal - Bellows | EA | 124 | 53514008765 | 0.032 | LB
10050 | Sensor,Moisture Asm./"4140/4270" | EA | 24.5 | 53514084486 | 0.01 | LB
10057 | Hub & Seal-CI/8"/Curved/For 24"-60" Dia | EA | 253.5 | 53514073879 | 14 | LB
10064 | Pipe,Pvc 2" X 9.125" Sch 40 | EA | 19 | 53514394929 | 0
10066 | Pipe,Pvc 2" X 2.938" Sch 40 | EA | 11.5 | 53514394905 | 0
10069 | Bearing,Radial-6303 | EA | 9.5 | 53514087081 | 0.25 | LB
10074 | Nipple,Pipe 2" X 2"Lg Close (Galvaniz | EA | 19.5 | 53514196547 | 0.62 | LB
10077 | Rebuild Kit Na 3Ph/"160/180/290 Series" | EA | 133.5 | 53514061135 | 6 | LB
10079 | Seal,Foam-Clsd Psa 1 X .25 X 20 | EA | 11 | 53514063320 | 0.1 | LB
10124 | Hub & Seal-CI/3"/Curved/For 18"-72" Dia | EA | 111.5 | 53514061449 | 6 | LB
10142 | Bracket Asm,Qwik Box/115V | EA | 274 | 53514063344 | 0.1 | LB
10143 | Bracket Asm,Qwik Box/230V | EA | 299 | 53514063351 | 0.1 | LB
10152 | Seal,Cord-Asm (Sensor)/"4140/4270" | EA | 3.5 | 53514064938 | 0.2 | LB
10153 | Cord Term&Seal (Sensor)/"4140/4270" | EA | 37.5 | 53514064945 | 1.1 | LB
10154 | Seal,Cord-Asm (Power)/"4140/4270" | EA | 5 | 53514064174 | 0.2 | LB
10155 | Cord Term & Seal 20'/115V/"140/270"/W-In | EA | 119 | 53514063948 | 2.1 | LB
10158 | Oil,Dielec-(12 Oz)/"4140/4270" | EA | 31.5 | 53514064976 | 1 | LB
10159 | Wire Pkg "140/270" | EA | 5 | 53514064181 | 0.02 | LB
10166 | Rebuild Kit "4140/4270" W/O Moisture Sen | EA | 161 | 53514064983 | 4 | LB
10167 | Washer & E-Snap Ring Asm/"4140/4270" | EA | 11.5 | 53514064990 | 0.25 | LB
10170 | Rebuild Kit "4140/4270" With Moisture Se | EA | 199 | 53514065027 | 12 | LB
10173 | Rebuild Kit "140/270" | EA | 108.5 | 53514065034 | 12 | LB
10182 | Fitting,Bulkhead-1.25"/(Spears 871-012) | EA | 180 | 53514136079 | 0.48 | LB
10183 | Fitting,Bulkhead-1.5"/(Spears 871-015) | EA | 216.5 | 53514451356 | 0.56 | LB
10184 | Fitting,Bulkhead-2.0"/(Spears 871-020) | EA | 348.5 | 53514190330 | 1.33 | LB
10193 | Fitting,Galv Reducer 2"X1.25" FPT X Fpt, | EA | 56 | 53514395674 | 0
10194 | Fitting,Galv 2" 90D Elbow/FPT X FPT | EA | 51 | 53514203351 | 2 | LB
10200 | Oil,Dielectric-(2.5Gal) | EA | 277 | 53514062293 | 20 | LB
10247 | Relay,Mech Alt 115V | EA | 215.5 | 53514008819 | 1 | LB
10260 | Cord Term&Seal 115V/35'/1Ph/Auto/20Amp | EA | 346 | 53514063955 | 6.1 | LB
10263 | Housing,Mtr-& Str 230V/3Ph/"840"/GE | EA | 1219.5 | 53514064044 | 47 | LB
10264 | Housing,Mtr-& Str 460V/3Ph/"840"/GE | EA | 1216.5 | 53514064051 | 47 | LB
10265 | Housing,Mtr-& Str 200V/3Ph/"840"/GE | EA | 1155.5 | 53514064068 | 47 | LB
10266 | Housing,Mtr-& Str 230V/1Ph/"840"/GE | EA | 1135 | 53514064075 | 44 | LB
10267 | Housing,Mtr-& Str 200V/1Ph/"840"/GE | EA | 1143.5 | 53514064082 | 40 | LB
10268 | Rotor Asm 200/230/460V/3Ph/"840"/GE | EA | 418 | 53514064099 | 3 | LB
10269 | Rotor Asm 200/230V/1Ph/"840"/GE | EA | 406 | 53514064105 | 7.4 | LB
10270 | Rotor Asm 115/230V/1Ph/"98" | EA | 45 | 53514064112 | 5.2 | LB
10271 | Stator W-Screws 115V/1Ph/"98"/ZMW | EA | 158 | 53514064129 | 4.6 | LB
10272 | Stator W-Screws 230V/1Ph/"98"/ZMW | EA | 168.5 | 53514064136 | 4.4 | LB
10275 | Base-Mach "142" (Use 009457) | EA | 77 | 53514169497 | 4.75 | LB
10293 | Hardware Pak,18"Dia/0V2D/Poly Cover/(For | EA | 55 | 53514082338 | 2 | LB
10299 | Seal,Cord-Bsn Cvr/1 Hole/(Topps)/For 2.5 | EA | 11 | 53514084820 | 1 | LB
10308 | Hardware Pak,18"Dia/2V2D/Split Cvr/(For | EA | 74.5 | 53514067205 | 2 | LB
10309 | Hardware Pak,18"Dia/3V3D/(For 17-0191) | EA | 61 | 53514067212 | 3 | LB
10310 | Hardware Pak,18"Dia/All V & D'S/(For 17- | EA | 76.5 | 53514067229 | 3 | LB
10312 | Seal,Foam-Bsn Cvr-18"D/Psa/.75"X.125"X65 | EA | 19 | 53514084950 | 0.1 | LB
10315 | Flange,Vent 2"/Threaded/Bolt-On/(Topps) | EA | 45.5 | 53514084790 | 0.5 | LB
10316 | Flange,Vent 3"/Threaded/Bolt-On/(Topps)/ | EA | 58 | 53514085001 | 1 | LB
10319 | Seal-Vent 2"&3"/Sq. Ring/4.1ODx.15Wx.25T | EA | 12 | 53514084974 | 0.01 | LB
10329 | Pad,Rubber-Square | EA | 3 | 53514204020 | 0.01 | LB
10330 | Oil,Dielec-(21.5 Oz)/"140/270" | EA | 38 | 53514065652 | 1.563 | LB
10331 | Oil,Dielec-(28 Oz)/"4140/4270" | EA | 40 | 53514065669 | 2.28 | LB
10372 | Screw,.375-16 X 3.00/SS/Hex Head/Full Th | EA | 2.5 | 53514101183 | 0.01 | LB
10392 | Cover & Leadwire Asm 50'/Exp Proof/3Ph/" | EA | 1786 | 53514065317 | 104 | LB
10400 | Housing,Pump-Mach "820" | EA | 183.5 | 53514087098 | 12.3 | LB
10402 | Impeller-Mach "820" | EA | 543.5 | 53514087104 | 5.17 | LB
10406 | Capacitor,Start 161-193 Mfd/220-250Vac/3 | EA | 55 | 53514103873 | 0.15 | LB
10407 | Disc,Cutter 1-Direction/"810/815/820" | EA | 143 | 53514214906 | 1.345 | LB
10408 | Switch,Mech Flt-30"Lg Cd/Cut & Strip/15 | EA | 137.5 | 53514103880 | 0.93 | LB
10409 | Collar,Shaft 2Pc SS .5" Id | EA | 65.5 | 53514087111 | 0.08 | LB
10463 | Stator,Rtr&Hsg 115V/"98" | EA | 297.5 | 53514067243 | 21.8 | LB
10464 | Stator,Rtr&Hsg 230V/"98" | EA | 308 | 53514067250 | 21.6 | LB
10465 | Stator,Rtr&Hsg 115V/1098 | EA | 336.5 | 53514067267 | 21.8 | LB
10497 | Hardware Pak,"PF&QJ"/PSF | EA | 80 | 53514068875 | 3 | LB
10499 | Rod,Float-Vert Switch/"PF&QJ"/PSF | EA | 7.5 | 53514068882 | 0.05 | LB
10505 | Coupling,Elec 2.0"/SS | EA | 330 | 53514123963 | 3 | LB
10507 | Rebuild Kit 180 Frame | EA | 817.5 | 53514067519 | 12.75 | LB
10508 | Package,Shim/180 Frame | EA | 64.5 | 53514067526 | 0.01 | LB
10513 | WD266 230V/1Ph/Wo Plug/CSA/(Date 5/96 To | EA | 794 | 53514067656 | 42 | LB
10514 | WD266 230V/1Ph/Vfs/CSA/(Date Code 5/96 T | EA | 794 | 53514067663 | 42 | LB
10517 | Carton Asm "PF&QJ"/PSF | EA | 49.5 | 53514180768 | 11 | LB
10524 | Seal,Foam-Closed Cell/.375"W X 53"L X .2 | EA | 13 | 53514084813 | 0.5 | LB
10526 | Stator W-Screws 115V/1Ph/"3098"/GE | EA | 165.5 | 53514067748 | 4.6 | LB
10528 | Pipe,Pvc-Mach/2" Ele P&Cduct X 4" | EA | 9.5 | 53514191627 | 0.01 | LB
10529 | Stator,Rtr&Hsg/115V/1Ph/"3098" | EA | 305 | 53514067755 | 21.8 | LB
10532 | Hardware Pak,Vert Sw/"PF&QJ"/PSF | EA | 12.5 | 53514068899 | 0.15 | LB
10546 | U-Bolt,3" Discharge SS | EA | 109 | 53514461973 | 0
10550 | Screw,.50-13 X 2.50/SS/Socket Button Hea | EA | 13 | 53514330859 | 0.165 | LB
10551 | Washer,Flat-SS/2.0"OD X .53"Id X .060"Th | EA | 1.5 | 53514329570 | 0.01 | LB
10552 | Screw,.25-20 X 1.50/SS/Hex Head/Full Thr | EA | 0.5 | 53514329587 | 0.01 | LB
10554 | Nipple,Pipe 1.25 X 9" (Galv) | EA | 40 | 53514111632 | 1.59 | LB
10555 | Nipple,Pipe 1.25 X 4" (Galv) | EA | 12.5 | 53514167226 | 0.69 | LB
10556 | Fitting,Pvc 1.25" 90D Slip X FPT/Sch 40 | EA | 7.5 | 53514331375 | 0.265 | LB
10557 | Pipe,Pvc 1.25" X 5.875" Sch 40 | EA | 12.5 | 53514158354 | 0.21 | LB
10558 | Pipe,Pvc 1.25" X 3.438" Sch 40 | EA | 10.5 | 53514158361 | 0.123 | LB
10559 | Pipe,Pvc 1.25" X 3.625" Sch 40 | EA | 10.5 | 53514158378 | 0.13 | LB
10560 | Pipe,Pvc 1.25" X 4.8125"/Sch 40 | EA | 11.5 | 53514178130 | 0.01 | LB
10568 | Nipple,Pipe 1.25 X 17"/Galv | EA | 141.5 | 53514111649 | 3.25 | LB
10569 | Nipple,Pipe 1.25 X 29"/(72"Basin)Galv | EA | 167.5 | 53514203658 | 5.54 | LB
10572 | Nipple,Pipe 1.25 X 101"/(144"Basin)Galv | EA | 216.5 | 53514184834 | 19.1 | LB
10591 | Plate,Guide-Mach | EA | 168 | 53514111656 | 10.75 | LB
10592 | Nipple,Pipe 2" X 5"/Galv | EA | 21.5 | 53514358488 | 0
10593 | Nipple,Pipe 2" X 8"/Galv | EA | 41 | 53514358495 | 0
10594 | Nipple,Pipe 2" X 7"/Galv | EA | 41 | 53514203368 | 2.15 | LB
10595 | Fitting,Pvc 2" 90D Elbow/Sch 40 | EA | 10.5 | 53514313937 | 0.37 | LB
10601 | Nipple,Pipe 1.25 X 41"/(84"Basin)Galv | EA | 149 | 53514167233 | 7.07 | LB
10619 | Pipe,Pvc 1.5" X 8.75" Sch 40 | EA | 15.5 | 53514324810 | 0
10623 | Pipe,Pvc 1.5" X 29.5" Sch 40 | EA | 33 | 53514323127 | 0
10635 | Pipe,Pvc 2" X 12.25" Sch 40 | EA | 23 | 53514394882 | 0
10639 | Pipe,Pvc 2" X 20.375" Sch 40 | EA | 32.5 | 53514373917 | 0
10641 | Pipe,Pvc 2" X 29.375" Sch 40 | EA | 43.5 | 53514364601 | 0
10649 | Nipple,Pipe 2" X 17"/Galv | EA | 117.5 | 53514203375 | 5.2 | LB
10654 | Fitting,Pvc 2" 90D Elbow FPT X Soc/Sch 4 | EA | 14 | 53514305154 | 0.52 | LB
10659 | Hardware Pak,"QJ&PF" PSF | EA | 83.5 | 53514068981 | 0.7 | LB
10664 | Seal,Cord Asm 16-3 | EA | 19 | 53514219802 | 0
10666 | Capacitor & Clamp Asm/45Uf 370V | EA | 35 | 53514069117 | 0.6 | LB
10670 | Housing,Mtr-& Str 575V/3Ph/"840"/GE | EA | 1071 | 53514069346 | 45 | LB
10686 | Hardware Pak,3" OBSOLETE Disch./Ag. | EA | 345 | 53514374969 | 0
10694 | Cord Term&Seal 200V/35'/1Ph/Na/"188" | EA | 278 | 53514069582 | 6.1 | LB
10699 | Cord Term&Seal 115V/25'/14-3 SO/Nonauto | EA | 275 | 53514069834 | 4.4 | LB
10700 | Switch,Vert Float-Asm "WM266" W/ Float & | EA | 142 | 53514069841 | 2 | LB
10711 | Coupling,Elec 3.0"/Steel-Indus Enameled/ | EA | 303.5 | 53514190002 | 4 | LB
10713 | Fuse,Secondary/.6Amp/200-230/460V/3Ph/0- | EA | 33 | 53514070649 | 0.01 | LB
10716 | Carton,"264" | EA | 9 | 53514459987 | 1.585 | LB
10717 | Guard,"264" | EA | 7 | 53514071769 | 0.335 | LB
10718 | Housing,Pump-Mach "264" | EA | 135 | 53514071035 | 12.3 | LB
10720 | Housing,Pump-Mach "1264" | EA | 135 | 53514071776 | 12.3 | LB
10721 | Switch & Cord,Float-Vfs/"Y-Splice"/15'Lg | EA | 152 | 53514223236 | 2.1 | LB
10726 | Nipple,Pipe 2" X 41"/Galv | EA | 208.5 | 53514358808 | 0
10734 | Seal,Cord-T&B (2922Nm) | EA | 57.5 | 53514088828 | 0.066 | LB
10749 | Hub & Seal-Ci/2"/Curved/For 18"-72" Dia | EA | 189 | 53514073886 | 6 | LB
10776 | Nipple,Pipe 1.5"X 20" Galv | EA | 142.5 | 53514199586 | 4.6 | LB
10797 | Housing,Pump-Mach Asm.-Homeguard(Hilo) | EA | 141.5 | 53514087296 | 1.5 | LB
10798 | Valve,Automatic Home-Guard(Hilo) | EA | 161.5 | 53514087302 | 2 | LB
10802 | Guide,Square-Mach/SS/Upper-Special 39" | EA | 83 | 53514454517 | 3 | LB
10806 | Stator W-Screws 115V/1Ph/"264"/Sec | EA | 65 | 53514088736 | 5.25 | LB
10809 | Screw,.25-20 X 1.25" HH Cap Screw-SS | EA | 0.5 | 53514336219 | 0
10827 | Switch,Flt-Term & Seal "820" | EA | 193 | 53514077976 | 1.1 | LB
10828 | Cord Term&Seal 230V/1Ph/Auto/"820-6820" | EA | 207.5 | 53514078034 | 3.6 | LB
10829 | Capacitor-Start & Clamp Asm. | EA | 58.5 | 53514078041 | 0.1 | LB
10830 | Capacitor-Run & Clamp Asm/40Mf/370 Vac | EA | 32.5 | 53514078058 | 0.1 | LB
10832 | Cutter & Disc Asm./"820" | EA | 391.5 | 53514078072 | 2.5 | LB
10833 | Wire Pkg (6 Wires)/1Ph/200-230V/2Hp/"820 | EA | 23.5 | 53514078089 | 0.01 | LB
10839 | Oil,Dielectric-(32 Oz) | EA | 55.5 | 53514078201 | 2 | LB
10840 | Cord Term&Seal 230V/1Ph/Na/"820-6820" | EA | 208.5 | 53514078171 | 14 | LB
10841 | Cordage Term&Seal 200V/Na/"820-6820" | EA | 187.5 | 53514078188 | 14 | LB
10842 | Cordage Term&Seal 200V/Auto/"820-6820" | EA | 171 | 53514078195 | 14 | LB
10843 | Rebuild Kit WD & Wh "820/6820"/(09/96-08 | EA | 276.5 | 53514078300 | 5 | LB
10844 | Rebuild Kit E & I "820/6820"/(09/96-08/0 | EA | 258 | 53514078317 | 5.9 | LB
10855 | Nipple,Pipe 1.25" X 14" Galv | EA | 51.5 | 53514159535 | 2.42 | LB
10856 | Nipple,Pipe 1.25" X 8"/Galv | EA | 57 | 53514167127 | 1.53 | LB
10858 | Nipple,Pipe 1.25" X 26"/Galv | EA | 167.5 | 53514310295 | 4.96 | LB
10859 | Nipple,Pipe 1.25" X 38"/Galv | EA | 145.5 | 53514314804 | 0
10860 | Nipple,Pipe 1.25" X 50"/Galv | EA | 159 | 53514143091 | 8.625 | LB
10863 | Washer,Support SS-(1.062) OD X .635 Id X | EA | 2 | 53514158842 | 0.01 | LB
10909 | Seal,Cord 3-Hl Qwik Box/18 & 16Ga/Molded | EA | 19.5 | 53514084745 | 0.273 | LB
10925 | Cord Term&Seal 115V/10'/18-3 Sjow/Aut | EA | 40 | 53514071950 | 1.6 | LB
10926 | Cord Term&Seal 230V/10'/18-3 Sjow/Aut | EA | 39.5 | 53514071967 | 1.6 | LB
10927 | Cord Term&Seal 115V/15'/18-3 Sjow/Na/ | EA | 52.5 | 53514071974 | 1.6 | LB
10928 | Cord Term&Seal 230V/15'/18-3 SJOW or SJO | EA | 73.5 | 53514071981 | 1.6 | LB
10929 | Cordage Cond&Sls/HT/6'/16-3/Auto/3137/31 | EA | 345 | 53514072063 | 0.7 | LB
10930 | Cordage & Term/HT/6'/16-3 Sow/Auto | EA | 33.5 | 53514072070 | 0.58 | LB
10935 | Rod,Float-Molded/"264" | EA | 3 | 53514079116 | 0.016 | LB
10936 | Cordage Term&Seal/35'/16-3 SOW-A/Power/" | EA | 181.5 | 53514072117 | 3.5 | LB
10937 | Cordage Term&Seal/35'/18-2 SOW-A/Sensor/ | EA | 70 | 53514072124 | 2.6 | LB
10938 | Rebuild Kit "6161"/16-3Ga Wire | EA | 185.5 | 53514072131 | 12 | LB
10959 | Rotor & Bearing 115/230V/1Ph/.5Hp/DS | EA | 115.5 | 53514072438 | 5.25 | LB
10960 | Impeller "98" Cast Iron | EA | 51 | 53514072445 | 2.25 | LB
10961 | Rebuild Kit "4161" W/O Moisture Sensor | EA | 256.5 | 53514072452 | 12 | LB
10973 | Base Asm "270" | EA | 29.5 | 53514072629 | 1.06 | LB
10990 | Seal,Silicon Carbide/Stationary/"840" | EA | 78 | 53514115111 | 0.038 | LB
10992 | Seal,Shaft Asm/SC-SC | EA | 180 | 53514072957 | 0.1 | LB
10994 | Rotor & Brg Asm/115/230V/1Ph/"140/270" | EA | 102 | 53514072971 | 5.4 | LB
10996 | Rotor & Brg Asm/115/230V/1Ph/"4140/4270" | EA | 108.5 | 53514073008 | 4 | LB
10998 | Float-Mach,HT Float Rod Extension | EA | 5.5 | 53514076306 | 0.36 | LB
11025 | Switch Wt'S & Cable | EA | 63.5 | 53514008826 | 2 | LB
11042 | Cord,Term&Seal "XE189/XE295/XE405" | EA | 120 | 53514088729 | 2.6 | LB
11051 | Adapter-Mach "820" Suspended Indoor Syst | EA | 151 | 53514197711 | 2.25 | LB
11057 | Washer & E-Snap Ring Asm/"4290/4291" | EA | 3.5 | 53514070496 | 0.1 | LB
11058 | Cover & Handle "4290/4291" | EA | 143.5 | 53514070502 | 10.75 | LB
11059 | Cordage Term&Seal/50'/16-3 SOW-A/Power/" | EA | 241.5 | 53514070519 | 4.9 | LB
11060 | Cordage Term&Seal/50'/18-2 SOW-A/MS/4290 | EA | 177.5 | 53514070526 | 3.7 | LB
11061 | Rotor & Brg Asm 1Ph/"4290" | EA | 145 | 53514070533 | 5.25 | LB
11062 | Wire Pkg,(2)Wires/1Ph/200-230V/1Hp/"4290 | EA | 6 | 53514070540 | 0.01 | LB
11063 | Cover & Cordage 1Ph/50'/16-3 SOW-A/230V/ | EA | 430 | 53514070694 | 14.5 | LB
11064 | Seal,Cord-Asm/Sensor/4290/4291 | EA | 19.5 | 53514070687 | 0.1 | LB
11065 | Seal,Cord-Asm/Power/230V/1Ph/"4290" | EA | 19.5 | 53514070700 | 0.1 | LB
11066 | Oil,Dielec-(57 Oz)/"4290/4291" | EA | 59 | 53514070717 | 3.56 | LB
11069 | Cordage Term&Seal/50'/14-3 SO/200V/1Ph/N | EA | 337.5 | 53514070748 | 8.7 | LB
11070 | Cordage Term&Seal/50'/16-4 SOW-A/3Ph/Na | EA | 275 | 53514070755 | 4.1 | LB
11071 | Seal,Cord-Asm/Power/3Ph/Na/"4290/4291" | EA | 21 | 53514070762 | 0.1 | LB
11072 | Cover & Cordage 3Ph/50'/16-4 SOW-A/"4290 | EA | 505.5 | 53514070779 | 14.8 | LB
11073 | Rotor & Brg Asm 3Ph/"4165" | EA | 153.5 | 53514070786 | 4.5 | LB
11074 | Impeller Asm 3Ph/"4290" | EA | 166.5 | 53514070793 | 1.5 | LB
11075 | Cover & Cordage 1Ph/50'/16-3/Sensor 18-2 | EA | 663 | 53514070809 | 15.6 | LB
11076 | Cover & Handle W/Sensor 16Ga/"4290/4291" | EA | 157.5 | 53514070816 | 11 | LB
11077 | Cover & Cordage 1Ph/50'/14-3/Sensor 18-2 | EA | 788 | 53514070861 | 23.1 | LB
11079 | Cover & Cordage 3Ph/50'/16-4/Sen 18-2/"4 | EA | 696.5 | 53514070878 | 19 | LB
11081 | Rotor & Brg Asm 3Ph/"4291" | EA | 276 | 53514070908 | 5.25 | LB
11082 | Impeller Asm 3Ph/"4291" | EA | 250 | 53514070915 | 1.8 | LB
11085 | Cordage Term&Seal/50'/12-3 SO/Power/"429 | EA | 504 | 53514070946 | 13.1 | LB
11086 | Rotor & Brg Asm 1Ph/"4291" | EA | 240 | 53514070953 | 4.75 | LB
11088 | Impeller Asm 1Ph/"4291" | EA | 235.5 | 53514070977 | 1.8 | LB
11090 | Cover & Cordage 3Ph/50'/14-4/Sensor 18-2 | EA | 921 | 53514071004 | 25 | LB
11091 | Cordage Term&Seal/50'/14-4 SO/Power/3Ph/ | EA | 471 | 53514070991 | 10.6 | LB
11092 | Wire Pkg,(2)Wires/1Ph/200-230V/2Hp/"4291 | EA | 8 | 53514071011 | 0.01 | LB
11093 | Rebuild Kit "4290/4291"/16-4Ga Wire | EA | 365.5 | 53514071196 | 6 | LB
11095 | Rebuild Kit "4290/4291"/12-3Ga Wire | EA | 469 | 53514071202 | 6 | LB
11096 | Rebuild Kit "4290/4291"/16-3Ga Wire | EA | 384 | 53514071219 | 6 | LB
11097 | Impeller Asm 1Ph/"4290" | EA | 152 | 53514071028 | 1.8 | LB
11118 | Rebuild Kit 140 Frame/2 Pc Housing | EA | 476 | 53514083359 | 20 | LB
11119 | Rebuild Kit 140 Frame/1-Pc Housing | EA | 472.5 | 53514083373 | 20 | LB
11120 | Rebuild Kit 250 Frame | EA | 2161.5 | 53514083380 | 98 | LB
11124 | Seal,Shaft 1.125 Id SC-SC/(Buna-N) | EA | 165.5 | 53514096182 | 0.183 | LB
11125 | Seal,Shaft 1.125 Id SC-Carb/(Buna-N) | EA | 470 | 53514096199 | 1.5 | LB
11126 | Seal,Shaft 1.125 Id SC-SC/(Viton) | EA | 216.5 | 53514103347 | 0.23 | LB
11127 | Seal,Shaft 1.125 Id SC-Carb/(Viton) | EA | 251 | 53514103361 | 1.5 | LB
11128 | Seal,Shaft 1.25 Id SC-SC/(Buna-N) | EA | 365.5 | 53514102609 | 2 | LB
11129 | Seal,Shaft 1.25 Id SC-Carb/(Buna-N) | EA | 271 | 53514103408 | 2 | LB
11130 | Seal,Shaft 1.250 Id SC-SC/(Viton) | EA | 154.5 | 53514103439 | 2 | LB
11131 | Seal,Shaft 1.250 Id SC-Carb/(Viton) | EA | 216.5 | 53514103453 | 2 | LB
11132 | Seal,Shaft 1.50 Id SC-Carb/(Buna-N) | EA | 152 | 53514103460 | 2.5 | LB
11133 | Seal,Shaft 1.50 Id SC-Carb/(Viton) | EA | 1058.5 | 53514103477 | 2.5 | LB
11134 | Seal,Shaft 1.50 Id SC-SC/(Viton) | EA | 731.5 | 53514103309 | 2.5 | LB
11135 | Seal,Shaft 1.750 Id SC-SC/(Buna-N) | EA | 732.5 | 53514103521 | 2.5 | LB
11136 | Seal,Shaft 1.750 Id SC-Carb/(Buna-N) | EA | 314 | 53514103545 | 2.5 | LB
11137 | Seal,Shaft 1.750 Id SC-SC/(Viton) | EA | 788 | 53514103576 | 2.5 | LB
11138 | Seal,Shaft 1.750 Id SC-Carb/(Viton) | EA | 365.5 | 53514103590 | 2.5 | LB
11139 | Seal,Shaft 1.875 Id SC-SC/(Buna-N) | EA | 1156 | 53514103613 | 2.75 | LB
11141 | Seal,Shaft 1.875 Id SC-SC/(Viton) | EA | 1086.5 | 53514103668 | 2.75 | LB
11142 | Seal,Shaft 1.875 Id Sc-Carb/(Viton) | EA | 706 | 53514103682 | 2.75 | LB
11143 | Seal,Shaft 2.000 Id SC-SC/(Buna-N) | EA | 1452 | 53514103712 | 2.75 | LB
11144 | Seal,Shaft 2.000 Id Sc-Carb/(Buna-N) | EA | 982 | 53514103736 | 2.75 | LB
11145 | Seal,Shaft 2.000 Id SC-SC/(Viton) | EA | 1500 | 53514103767 | 2.75 | LB
11149 | Clamp,Cord Seal-Mach/140Frame | EA | 58.5 | 53514130046 | 1.62 | LB
11151 | Housing,Mtr-Mach 140 Frame | EA | 676 | 53514147280 | 46 | LB
11153 | Adapter-Mach 140 Frame | EA | 553.5 | 53514159276 | 51 | LB
11155 | Plate,Seal-Mach 140 Frame | EA | 187.5 | 53514141998 | 7.445 | LB
11157 | Seal,Ring 5.734Id -256 | EA | 3 | 53514112028 | 0.01 | LB
11158 | Seal,Ring 6.734Id -261 | EA | 2 | 53514123758 | 0.01 | LB
11159 | Seal,Cord-Polyflex Pvc 140 Frame | EA | 15.5 | 53514127558 | 0.2 | LB
11160 | Wire Asm Moisture Sensor | EA | 11.5 | 53514122478 | 0.1 | LB
11162 | Plug,Test-Pipe .25 SS/Hex Hd/.560"Lg | EA | 14.5 | 53514130008 | 0.01 | LB
11163 | Housing,Mtr-& Str 200V/3Ph/1750/6.25"Fr/ | EA | 1571 | 53514238773 | 0
11164 | Housing,Mtr-& Str 200V/3Ph/1750/6.25"Fr/ | EA | 1579.5 | 53514215125 | 0
11165 | Housing,Mtr-& Str 200V/3Ph/1750/6.25"Fr/ | EA | 1587.5 | 53514198619 | 70 | LB
11166 | Housing,Mtr-& Str 230V/3Ph/1750/6.25"Fr/ | EA | 1589.5 | 53514235567 | 64 | LB
11167 | Housing,Mtr-& Str 230V/3Ph/1750/6.25"Fr/ | EA | 1591 | 53514127770 | 70 | LB
11168 | Housing,Mtr-& Str 230V/3Ph/1750/6.25"Fr/ | EA | 1599 | 53514146535 | 55 | LB
11169 | Housing,Mtr-& Str/460V/3Ph/1750/6.25"Fr/ | EA | 1586.5 | 53514206963 | 65 | LB
11170 | Housing,Mtr-& Str 460V/3Ph/1750/6.25"Fr/ | EA | 1588 | 53514127206 | 70 | LB
11171 | Housing,Mtr-& Str 460V/3Ph/1750/6.25"Fr/ | EA | 1596 | 53514184537 | 64 | LB
11174 | Housing,Mtr-& Str 575V/3Ph/1750/6.25"Fr/ | EA | 1524 | 53514410858 | 0
11175 | Housing,Mtr-& Str 230V/1Ph/1750/6.25"Fr/ | EA | 1506.5 | 53514161736 | 86 | LB
11176 | Housing,Mtr-& Str 230V/1Ph/1750/6.25"Fr/ | EA | 1610 | 53514130565 | 75 | LB
11177 | Housing,Mtr-& Str 200V/3Ph/1750/6.25"Fr/ | EA | 1917.5 | 53514229023 | 0
11178 | Cover & Cord 25'Cd/12-4 SOW-A/140 Frame | EA | 652 | 53514112011 | 28 | LB
11179 | Cover & Cord 25'Cd/12-4/Sensor 18-5/140 | EA | 797 | 53514121792 | 25 | LB
11180 | Cover & Cord 35'Cd/12-4 SOW-A/140 Frame | EA | 651.5 | 53514204785 | 26 | LB
11181 | Cover & Cord 35'Cd/12-4/Sensor 18-5/140 | EA | 820 | 53514473570 | 10 | LB
11182 | Cover & Cord 50'Cd/12-4 SOW-A/140 Frame | EA | 753 | 53514194482 | 29 | LB
11183 | Cover & Cord 50'Cd/12-4/Sensor 18-5/140 | EA | 980.5 | 53514146887 | 15 | LB
11184 | Cover & Cord 75'Cd/12-4 SOW-A/140 Frame | EA | 921.5 | 53514194086 | 37 | LB
11185 | Cover & Cord 75'Cd/12-4/Sensor 18-5/140 | EA | 1248.5 | 53514201340 | 44 | LB
11186 | Seal,Cord W/Sensors-Polyflex Pvc 140 Fra | EA | 15.5 | 53514141271 | 0.13 | LB
11190 | Bearing,Radial 6306 | EA | 16 | 53514123741 | 0.763 | LB
11211 | Kit,Repair/G6772 HH Pump/Sil-Sil Seals | EA | 6504 | 53514087210 | 37 | LB
11212 | Cap,Reliance 210 Frame/(4)8Ga./(5)18Ga./ | EA | 3640 | 53514100759 | 40 | LB
11213 | Seal,O-Ring Set 210 Fr/Reliance Motor/Bu | EA | 119 | 53514100766 | 1 | LB
11217 | Cap,Reliance 140 Frame/(4)14Ga/(5)18Ga./ | EA | 2486.5 | 53514326210 | 25 | LB
11222 | Seal,O-Ring Set 140 Fr/Reliance Motor/Bu | EA | 279 | 53514206185 | 1 | LB
11223 | Seal,O-Ring Set 180Fr/Reliance Motor/Bun | EA | 187 | 53514151799 | 0.5 | LB
11231 | Impeller-Mach SO 7.500" Dia/140Fr/2.50"S | EA | 311 | 53514131135 | 11.11 | LB
11232 | Impeller-Mach SO 7.375" Dia/140Fr/2.50"S | EA | 311 | 53514190477 | 11 | LB
11233 | Impeller-Mach SO 7.250" Dia/140Fr/2.50"S | EA | 311 | 53514260781 | 11.25 | LB
11234 | Impeller-Mach SO 7.125" Dia/140Fr/2.50"S | EA | 505 | 53514361235 | 0
11235 | Impeller-Mach SO 7.000" Dia/140Fr/2.50"S | EA | 505 | 53514163754 | 11 | LB
11236 | Impeller-Mach SO 6.875" Dia/140Fr/2.50"S | EA | 505 | 53514137120 | 11 | LB
11237 | Impeller-Mach SO 6.750" Dia/140Fr/2.50"S | EA | 505 | 53514425890 | 0
11238 | Impeller-Mach SO 6.625" Dia/140Fr/2.50"S | EA | 505 | 53514458317 | 0
11248 | Impeller-Mach SO 7.000" Dia/Br/140Fr/2.5 | EA | 1475.5 | 53514305055 | 0
11254 | Housing,Pump-Mach 3"Horizontal-D/2.5"Sol | EA | 754 | 53514123994 | 60 | LB
11265 | Guide,Lower-Mach Cast Iron | EA | 46 | 53514122744 | 2.2 | LB
11278 | Plate,Mounting-Mach 6"D/Cast Iron(Rev) | EA | 647.5 | 53514132156 | 42 | LB
11280 | Plate,Mounting-Mach 6"D/Brass(Rev) | EA | 4341.5 | 53514284305 | 40.5 | LB
11282 | Disconnect,Elbow-Mach 6"D/ Cast Iron | EA | 2197.5 | 53514155094 | 160 | LB
11295 | Stator 230-460V3Ph/1750/6.25"Fr/5.00"Sta | EA | 1049.5 | 53514331863 | 26.4 | LB
11296 | Stator 230V/1Ph/3450/6.25"Fr/5.00"Stack | EA | 935 | 53514319946 | 31.4 | LB
11297 | Stator 230-460V/3Ph/3450/6.25"Fr/5.00"St | EA | 1118 | 53514330071 | 31.4 | LB
11298 | Rotor 230/200/460/575V/3P/1750/6.25"Fr/5 | EA | 429 | 53514136109 | 19.2 | LB
11300 | Tank,5040 Step System/Poly-Rotomold | EA | 595.5 | 53514077983 | 15 | LB
11303 | Filter Asm/"5040"Step/System | EA | 559 | 53514077990 | 6 | LB
11331 | Receptacle,250V/20A/Short Strap/Single | EA | 63 | 53514193003 | 0.1 | LB
11332 | Cover & Cordage Asm/3Ph/20'/16-4 SOW-A/P | EA | 288.5 | 53514073978 | 13 | LB
11334 | Rebuild Kit Na 3Ph/"405" | EA | 126.5 | 53514074005 | 10 | LB
11378 | Cordage Term&Seal/20'/18-2 SOW-A/MS | EA | 88.5 | 53514083427 | 1.6 | LB
11387 | Seal,O-Ring(371) | EA | 3 | 53514103798 | 1 | LB
11406 | Cover,Riser-9.875" Dia X.25" Pvc/8"Septi | EA | 47 | 53514084615 | 3 | LB
11418 | Seal,Cord-Bsn Cvr/3 Hl/3 Cut/.300 Cd Hl/ | EA | 8 | 53514078003 | 0.05 | LB
11419 | BN142 115V/1Ph/Pb10'/Service Part | EA | 1447.5 | 53514078010 | 47 | LB
11420 | BN51 115V/1Ph/Pb10'/Service Part | EA | 620 | 53514078027 | 26 | LB
11424 | Float-Ag. Pontoon OBSOLETE Asm/"4290/ | EA | 467 | 53514077525 | 28 | LB
11426 | Pipe,Pvc 24"Dia X 1' Ultra Ribbed | EA | 394 | 53514152710 | 20 | LB
11427 | Pipe,Pvc 24"Dia X 2' Ultra Ribbed | EA | 763.5 | 53514352011 | 0
11428 | Pipe,Pvc 24"Dia X 3' Ultra Ribbed | EA | 1133 | 53514294342 | 60 | LB
11429 | Pipe,Pvc 24"Dia X 4' Ultra Ribbed | EA | 1502.5 | 53514352028 | 0
11430 | Pipe,Pvc 24"Dia X 5' Ultra Ribbed | EA | 1872 | 53514352035 | 0
11431 | Pipe,Pvc 24"Dia X 6' Ultra Ribbed | EA | 2241 | 53514352042 | 0
11449 | Circuit Board,Reversing For 10-0394 | EA | 389.5 | 53514077792 | 1 | LB
11494 | Case Handle & Arm "264" | EA | 48.5 | 53514079017 | 2.3 | LB
11509 | Arm & Seal Asm. "264" | EA | 31.5 | 53514079093 | 0.2 | LB
11511 | Case & Switch Asm "264" | EA | 86.5 | 53514079109 | 2.5 | LB
11514 | Rebuild Kit "WM264/WM1264" | EA | 75 | 53514080075 | 4 | LB
11515 | Rebuild Kit "264/1264" | EA | 75 | 53514079123 | 4 | LB
11525 | Transformer,200/230/460V/To 120V/50Va | EA | 328 | 53514079970 | 5 | LB
11526 | Transformer,Micron B050Wz13Xk | EA | 344.5 | 53514079987 | 5 | LB
11527 | Overload,Mps Tele Gv2M06/1.0-1.6A | EA | 618.5 | 53514079994 | 2 | LB
11528 | Overload,Mps Tele Gv2M07/1.6-2.5A | EA | 618.5 | 53514080006 | 2 | LB
11529 | Overload,Mps Tele Gv2Mo8/2.5-4.0A | EA | 606 | 53514080013 | 2 | LB
11530 | Overload,Mps Tele Gv2M10/4.0-6.3A | EA | 606 | 53514080020 | 2 | LB
11531 | Overload,Mps Tele Gv2M14/6.0-10.0A | EA | 606 | 53514080037 | 2 | LB
11532 | Overload,Mps Tele Gv2M16/9.0-14.0A | EA | 674 | 53514080044 | 2 | LB
11533 | Overload,Mps Tele Gv2M20/13.0-18.0A | EA | 773 | 53514080051 | 2 | LB
11534 | Contactor,Furnas 42Cf15Af | EA | 241.5 | 53514080068 | 2 | LB
11536 | Fitting,Pvc .5" Tee Sch 40 | EA | 1.5 | 53514369347 | 0
11548 | Wire Pkg "140/270"/ W/O Insulators | EA | 3.5 | 53514079604 | 0.01 | LB
11550 | Capacitor,Asm-30Uf 250V/Ind Midwec/"140/ | EA | 39 | 53514079628 | 2 | LB
11551 | Cord Term & Seal 20'/115V /Wo Insul/"140 | EA | 117.5 | 53514079635 | 2.1 | LB
11558 | Cord Term&Seal 230V/15"/Na/1Ph/W Insulat | EA | 91 | 53514079703 | 2.1 | LB
11562 | Seal,Cord-Asm "WM264-WM1264" | EA | 3.5 | 53514079475 | 0.1 | LB
11563 | Switch & Cord,Seal Asm-Float Vfs "WM264/ | EA | 164.5 | 53514079482 | 3 | LB
11569 | Case Handle & Arm "1264" | EA | 48.5 | 53514079529 | 2.1 | LB
11571 | Case & Switch Asm "1264" | EA | 89.5 | 53514079536 | 2.2 | LB
11572 | Housing,Mtr-& Term Asm. | EA | 59 | 53514079543 | 6.8 | LB
11586 | Carton Asm "264" | EA | 16 | 53514080105 | 1.6 | LB
11602 | Screw,#14 X 2.5"Flat Hd/Square Drive/Typ | EA | 2 | 53514106393 | 0.02 | LB
11613 | Cover & Cordage 230V/1Ph/12-3 SO/"4295" | EA | 479 | 53514080457 | 16.2 | LB
11615 | Seal,Silicon Carbide/Rotary/840 | EA | 264.5 | 53514115128 | 0.05 | LB
11626 | Seal,Cord Asm & Strain Relief | EA | 3 | 53514081737 | 0.1 | LB
11627 | Cover & Cord 230V/1Ph/"6282" | EA | 310 | 53514081744 | 13.3 | LB
11634 | Rebuild Kit "6282" | EA | 181.5 | 53514081874 | 6 | LB
11639 | Cover & Gasket Asm 14Ga "4290'S" | EA | 154 | 53514082093 | 10.75 | LB
11640 | Cord Term&Seal 200V/20'/14-4 SO/3Ph/Nona | EA | 295 | 53514082109 | 4.8 | LB
11655 | Cover & Gasket Asm 16Ga/"4290'S" | EA | 149 | 53514082444 | 10.75 | LB
11656 | Seal,Cord-Asm & Str Rlf/16-4 Cd | EA | 4.5 | 53514082451 | 0.1 | LB
11659 | Cover & Gasket Asm W/Mst Sen/14 Ga. | EA | 194.5 | 53514082468 | 10.75 | LB
11671 | Package,Shim/140 Frame | EA | 77 | 53514082888 | 0.08 | LB
11678 | Adapter & Plug/W Mst Sen/"4140/4270" | EA | 216 | 53514082918 | 16 | LB
11679 | Adapter & Plug/Wo Mst Sen/"4140/4270" | EA | 224.5 | 53514082932 | 16 | LB
11680 | Cord Term&Seal/(Sensor) "6295" | EA | 68 | 53514082925 | 2 | LB
11681 | Seal Asm,Shaft/.5"(John Crane Type 6A)/" | EA | 28 | 53514082949 | 1 | LB
11682 | Stator,Asm 230V/1Ph/Saw Lam Mtr/"140/270 | EA | 363 | 53514082994 | 11 | LB
11683 | Stator,Asm 380/460V/3Ph/.5Hp/"163" | EA | 574.5 | 53514083007 | 7 | LB
11684 | Stator,Asm 380/460V/3Ph/1Hp/"284" | EA | 557.5 | 53514083014 | 9 | LB
11685 | Stator,Asm 380/460V/3Ph/1Hp/"165/293" | EA | 681.5 | 53514083021 | 10.18 | LB
11686 | Stator,Asm 380/460V/3Ph/2Hp/"189/295" | EA | 901.5 | 53514083038 | 12.31 | LB
11688 | WU266 220V/1Ph/50Hz/Vfs/(Date Code 5/96 | EA | 948 | 53514083229 | 42 | LB
11690 | Impeller, Plastic "270/4270" | EA | 8 | 53514083250 | 0.1 | LB
11691 | Cover & Cord/3Ph/"4295" W-Mst Sen | EA | 341 | 53514083434 | 12.6 | LB
11693 | Cord Term&Seal 115V/20'/18-3 SJTW or SJT | EA | 49.5 | 53514083526 | 2.6 | LB
11711 | Key,.1875 X.1875 X 2 3/16" SS | EA | 5 | 53514123864 | 0.01 | LB
11713 | Nipple,Pipe 1.25 X 9" SS | EA | 66.5 | 53514468385 | 1.72 | LB
11715 | Cover & Gasket Asm W/Mst Sen/16Ga | EA | 162.5 | 53514084080 | 10.75 | LB
11719 | Pipe,Pvc 24"Dia X 8" Ultra Ribbed | EA | 320 | 53514153953 | 16 | LB
11761 | Cover & Cordage 3Ph/20'/12-3/Sensor 18-2 | EA | 638.5 | 53514085452 | 18.3 | LB
11769 | Seal Asm,Qwik Box 14,16,18 Ga Cord | EA | 14.5 | 53514086053 | 0.3 | LB
11784 | Housing,Pump-Mach/"405"/Bellmouth/Green | EA | 684.5 | 53514091385 | 45 | LB
11795 | Cord,Assembly/30' (For 011156 Motor) | EA | 2619 | 53514086336 | 3 | LB
11799 | Handle,Pull-Plastic 4" | EA | 4.5 | 53514095277 | 0.03 | LB
11803 | Rotor & Brg 200/230/460V/3Ph/1Hp | EA | 206.5 | 53514086749 | 5 | LB
11806 | Rebuild Kit "4284" | EA | 177 | 53514086824 | 8 | LB
11810 | Coupling,Elec 3.0"/SS | EA | 632.5 | 53514213206 | 4 | LB
11820 | Cord Term&Seal 115V/75'/12-3 SO/Auto/20A | EA | 658 | 53514087234 | 20.3 | LB
11831 | Carton,12" X 8" X 6" | EA | 6.5 | 53514315245 | 0.535 | LB
11832 | Switch,Mech Flt/125/250V/5Amp/20'Cd/Wo P | EA | 83.5 | 53514088279 | 1.683 | LB
11833 | Switch,Mech Flt.125/250V/5Amp/15'Cd/Wo | EA | 73 | 53514095253 | 1.33 | LB
11841 | Column,Plastic-Model 81/82 | EA | 6 | 53514088484 | 2 | LB
11850 | Control,HT/Na/15'Cond | EA | 809.5 | 53514220501 | 0
11853 | WM270 115V/1Ph/Vfs/(Date10-95 To Curr) | EA | 948 | 53514088675 | 51 | LB
11863 | Cord Term&Seal 230V/30'/16-3 SOW-A/1Ph/N | EA | 162 | 53514088941 | 3 | LB
11876 | Switch,Flt-Term & Seal/20A | EA | 284.5 | 53514089481 | 1.5 | LB
11877 | Rebuild Kit "WD189/295" | EA | 239.5 | 53514089498 | 6 | LB
11878 | Rebuild Kit "WD405" | EA | 228 | 53514089504 | 8 | LB
11879 | Cover & Seals "WH820" | EA | 240.5 | 53514090326 | 11.5 | LB
11880 | Switch,Flt-Term & Seal | EA | 298.5 | 53514089511 | 2 | LB
11898 | Cord Term&Seal 115V/50'/16-3 Sjow-A/Aut | EA | 308 | 53514089757 | 5.1 | LB
11926 | Fuse Holder,In-Line-Type | EA | 3 | 53514096649 | 0.01 | LB
11939 | Terminal,Ring 10-12Ga .375" Id/.75" OD | EA | 2.5 | 53514091279 | 0.01 | LB
11949 | Screw,#8 X .625" Pan Hd/Phillips/SS/Type | EA | 0.5 | 53514113988 | 0.01 | LB
11958 | Fitting,Pvc 1.25"MPT X 1.5" Slip | EA | 3 | 53514445447 | 0
11961 | Charger,115Vac-12Vdc/.5Amodel 580 "Aquan | EA | 84 | 53514091354 | 15.5 | LB
12007 | Seal,Foam-Bsn Cvr/42-48-60/Psa/.75X .125 | EA | 17 | 53514112523 | 0.2 | LB
12008 | Hardware Pak,24/30/36/FG | EA | 62 | 53514102623 | 0.62 | LB
12009 | Hardware Pak,42/48/60/FG | EA | 82.5 | 53514167301 | 3 | LB
12012 | Collar,Unicheck-2"/Threaded | EA | 11 | 53514244644 | 0.1 | LB
12013 | Seat,Unicheck-2"/Union/Female Slip | EA | 5 | 53514347307 | 0
12014 | Hardware Pak,24"Dia/2V2D/(17-0305) | EA | 76.5 | 53514107703 | 2 | LB
12015 | Hardware Pak,24"Dia/3V3D/(For 17-0306) | EA | 80 | 53514311377 | 0
12016 | Hardware Pak,24"Dia/3V2D/(For 17-0215) | EA | 76.5 | 53514311360 | 0
12027 | Housing,Pump-Plastic/Model 72 | EA | 14.5 | 53514154578 | 0.34 | LB
12028 | Base-Plastic/Model 72 | EA | 8.5 | 53514146788 | 0.43 | LB
12029 | Guard/Handle-Plastic/Automatic/Model 72 | EA | 5.5 | 53514140502 | 0.163 | LB
12030 | Handle-Plastic/Non-Auto/Model 72 | EA | 3.5 | 53514154585 | 0.057 | LB
12043 | Guide,Rubber-Flt Rod/Model 72 | EA | 1.5 | 53514154493 | 0.01 | LB
12048 | Housing,Pump-Plastic/Model 76 | EA | 16 | 53514154608 | 0.381 | LB
12071 | Plate,Insp-7"/Steel | EA | 109 | 53514406615 | 0
12072 | Hardware Pak,30"Dia/FG/2V2D/(For 17-0327 | EA | 90 | 53514154783 | 0.75 | LB
12073 | Hardware Pak,30"Dia/FG/3V3D/(For 17-0238 | EA | 110.5 | 53514311384 | 0
12074 | Hardware Pak,30"Dia/FG/3V2D/(For 17-0329 | EA | 90 | 53514311391 | 0.19 | LB
12076 | Seat,Unicheck-1.5"/Union/Threaded | EA | 8 | 53514447564 | 0
12077 | Collar,Unicheck-1.5"/Threaded | EA | 4 | 53514244620 | 0.1 | LB
12084 | Stator W-Screws 115V/1Ph/"264"/(ZT) | EA | 183.5 | 53514104757 | 5.2 | LB
12085 | Rotor Asm 115/230V1Ph/"264"/(ZT) | EA | 48 | 53514104740 | 2.13 | LB
12087 | Valve,Ball 2"/Slipxslip/(For Union Unich | EA | 33.5 | 53514313944 | 1.46 | LB
12092 | Flapper Asm-1.5" Union Unichk | EA | 9.5 | 53514142247 | 0.067 | LB
12094 | Hub,Inlet-4"/Female Slip/Combo Hub | EA | 123 | 53514001707 | 1.25 | LB
12098 | Seal,Cord-Bsn Cvr/1Hl/Rev Taper/(For 2.0 | EA | 16 | 53514171636 | 0.01 | LB
12118 | Screw,#10-16X.625 Pan Phillips/Type B/SS | EA | 1 | 53514091682 | 0.01 | LB
12132 | Rebuild Kit "4405" 3Ph | EA | 160 | 53514091613 | 8 | LB
12133 | Oil,Dielectric-(30.5 Oz)/HT | EA | 57 | 53514091651 | 2 | LB
12143 | Seal,O Ring-For Campbell Rail System/39- | EA | 10 | 53514092016 | 0.01 | LB
12144 | Top Slide,For 2"Dsc/Campbell Rail Sys/39 | EA | 226.5 | 53514092023 | 2 | LB
12167 | Rebuild Kit "WM1266" (2-94 Thru Current) | EA | 102.5 | 53514092214 | 6 | LB
12174 | Hardware Pak,Crawl Space Sump | EA | 5 | 53514165253 | 0.08 | LB
12186 | Hardware Pak,18"Dia/2V2D/(For 17-0276 & | EA | 76.5 | 53514096939 | 2 | LB
12187 | Hardware Pak,18"Dia/3V3D/(For 17-0277) | EA | 76.5 | 53514128821 | 2 | LB
12188 | Hardware Pak,18"Dia/2Vd 3Vd/(For 17-0278 | EA | 76.5 | 53514102630 | 2 | LB
12189 | Cordage Term&Seal/14-4 SO/Power/3Ph | EA | 279.5 | 53514094560 | 4.6 | LB
12194 | Impeller Asm "404-4404" (Keyed) | EA | 130 | 53514094614 | 5.1 | LB
12196 | Rebuild Kit"E & I 4404-Ae-4405-B I-4405- | EA | 265.5 | 53514094638 | 8 | LB
12197 | Rebuild Kit Na 3Ph/"4404-4405-A" | EA | 169 | 53514094645 | 8 | LB
12198 | Rebuild Kit XE "4405-B" | EA | 272 | 53514094652 | 8 | LB
12199 | Rebuild Kit XE "405" Rev D | EA | 236 | 53514094669 | 8 | LB
12209 | Fitting,Galv 1.25"NPT Wye | EA | 212.5 | 53514371616 | 1.63 | LB
12210 | Stator,Asm 230V/1P/1.5Hp/Em | EA | 590.5 | 53514092702 | 22.3 | LB
12212 | Rebuild Kit WD "4404-A" | EA | 270 | 53514094683 | 8 | LB
12214 | Carton,Crawl Space Sump "108/138" Zco | EA | 20 | 53514135430 | 2.15 | LB
12217 | Cover & Cordage 3Ph/20'/16-4 SOW-A | EA | 306.5 | 53514092924 | 12.6 | LB
12218 | Impeller Asm 3Ph "293" | EA | 221 | 53514092931 | 1.6 | LB
12235 | Rebuild Kit Na 3Ph/"4165" | EA | 176 | 53514093037 | 8 | LB
12237 | Rebuild Kit Na 3Ph "295" | EA | 215 | 53514093082 | 8 | LB
12238 | Seal,Shaft-Asm/Sc Stat-Sc Rotary/Buna-N | EA | 163.5 | 53514150945 | 0.062 | LB
12239 | Seal,Shaft-Asm/Carbon Stat-Sc Rotary/Bun | EA | 53.5 | 53514293130 | 0.079 | LB
12240 | Seal,Shaft-Asm/Sc Stat-Sc Rotary/Viton | EA | 544 | 53514122430 | 0.089 | LB
12243 | Seal,Shaft-Asm/Carbon Stat-Tc Rotary/Bun | EA | 714 | 53514423681 | 0
12254 | Flapper Asm | EA | 98 | 53514095024 | 0.9 | LB
12255 | Float Tree,Asm | EA | 114.5 | 53514095031 | 0.5 | LB
12288 | Wire Asm-F-I(1)Wire 6"Lg/10Ga/Black | EA | 9.5 | 53514099817 | 0.01 | LB
12290 | Cordage Cond&Sls/HT/12'/16.3 Sow-A/Non | EA | 627 | 53514094249 | 10 | LB
12291 | Cord Term&Seal 115V/50'/16-3 SOW-A/Na/"1 | EA | 263.5 | 53514094324 | 5.1 | LB
12314 | Rebuild Kit "N6292" | EA | 270.5 | 53514094850 | 8 | LB
12319 | M53 25'Cd/115V/CSA/Crawl Space | EA | 360 | 53514095482 | 22 | LB
12320 | M98 25'Cd/115V/1P/CSA/Crawl Space | EA | 525 | 53514095499 | 39 | LB
12321 | M1053 25'Cd/115V/1Ph/CSA/Crawl Space | EA | 555.5 | 53514095505 | 22 | LB
12340 | Switch,Float 9' Res Alt | EA | 184 | 53514142674 | 2 | LB
12346 | Carton Asm "140" | EA | 12 | 53514095673 | 1 | LB
12347 | Carton Asm "270" | EA | 16.5 | 53514095680 | 1 | LB
12352 | Fuse,AGC-15Amp/32V | EA | 1.5 | 53514348588 | 0.01 | LB
12353 | Fuse,AGC-30Amp/32V | EA | 1.5 | 53514100575 | 0.01 | LB
12361 | Cord Term&Seal 230V/35' Cd/14-3 SO/Auto/ | EA | 337.5 | 53514096021 | 6.1 | LB
12374 | Cable,Lifting/SS/50'Lg/.25"Dia | EA | 490.5 | 53514164294 | 8 | LB
12376 | Rebuild Kit "E,I&J404-B/E&J405-D/I405-C" | EA | 223 | 53514096526 | 8 | LB
12377 | Rebuild Kit "XE405-E" | EA | 231 | 53514096540 | 8 | LB
12379 | Rebuild Kit "WD404-B/WD405-B" | EA | 229 | 53514096564 | 8 | LB
12380 | Rebuild Kit "E&I4404-B/E4405-C/I4405-B" | EA | 267 | 53514096571 | 8 | LB
12382 | Rebuild Kit "XE4405-C" | EA | 273 | 53514096595 | 8 | LB
12383 | Rebuild Kit "WD4404-B/WD4405-B" | EA | 271.5 | 53514096601 | 8 | LB
12389 | Cover & Cord 200/230V/1P/"840"/50'/Gland | EA | 766 | 53514096410 | 18.9 | LB
12393 | Plate,Access-18"Dia/(1) 1.25"Psl/(1).75& | EA | 371 | 53514096632 | 9 | LB
12400 | Cover,Hatch & Access Frame-Alum/For 48"I | EA | 1452 | 53514096724 | 90 | LB
12443 | Cord Term&Seal 115V/25'/16-3 SOW-A (M26 | EA | 110 | 53514097110 | 2.6 | LB
12449 | Wire Asm,6" Long/Black/Crimped/Soldered | EA | 11 | 53514099879 | 0.02 | LB
12462 | Board,Circuit-Rhombus Control Panel/(10- | EA | 641 | 53514097905 | 1 | LB
12466 | Cover & Cordage Asm/3Ph/20'/16-4 SOW-A/P | EA | 269 | 53514099466 | 12.6 | LB
12477 | Cover & Cordage Asm/3Ph/20'/16-4 SOW-A/E | EA | 272.5 | 53514099626 | 12.5 | LB
12479 | Cover & Cordage Asm/3Ph/20'/16-4Ga/"6405 | EA | 313 | 53514099640 | 12.5 | LB
12481 | Cover,Cord & Flt Sw/WD6405/Eyebolt | EA | 581 | 53514099657 | 16 | LB
12482 | Cover,Cord & Flt Sw/"WD6405" | EA | 531 | 53514099664 | 16 | LB
12484 | Charger,.5A Model 580 "Aquanot I"/Servic | EA | 90.5 | 53514098315 | 16 | LB
12490 | Hardware Pak,Pipe Seals | EA | 83.5 | 53514103071 | 2 | LB
12491 | Screw,.25-20X.875"Lg HH SS/Indented/Unsl | EA | 0.5 | 53514100728 | 0.02 | LB
12500 | Rotor 230/1P/200/460/575V/3P/3450/6.25"F | EA | 498 | 53514166540 | 11.4 | LB
12502 | Housing,Mtr-& Str 230V/1Ph/1750/6.25"Fr/ | EA | 1730 | 53514132293 | 74 | LB
12503 | Housing,Mtr-&Str 230V/3Ph/1750/6.25"Fr/5 | EA | 1908.5 | 53514175542 | 78 | LB
12504 | Housing,Mtr-&Str 460V/3Ph/1750/6.25"Fr/5 | EA | 1916.5 | 53514136093 | 78 | LB
12505 | Housing,Mtr-&Str 230V/1Ph/3450/6.25"Fr/5 | EA | 1794 | 53514122485 | 83 | LB
12506 | Housing,Mtr-&Str 230V/3Ph/3450/6.25"Fr/5 | EA | 1977 | 53514144401 | 83 | LB
12507 | Housing,Mtr-&Str 460V/3Ph/3450/6.25"Fr/5 | EA | 1984.5 | 53514155100 | 83 | LB
12508 | Rotor 200/230/380/460/575V/3450/6.25 Fra | EA | 835.5 | 53514144944 | 13 | LB
12509 | Rotor 200/230/460/575V/3450/6.25"Fr/3.50 | EA | 826 | 53514267711 | 12.62 | LB
12511 | Plate,Seal-Mach 140 Frame Grinder | EA | 206 | 53514187248 | 8 | LB
12513 | Adapter-Mach 140 Frame Grinder | EA | 1077.5 | 53514500214 | 55 | LB
12516 | Bearing,Radial 7308B | EA | 64 | 53514144951 | 1.43 | LB
12527 | Impeller-Mach Br 7.50" Dia/140Fr Grnd/No | EA | 928.5 | 53514172848 | 10.875 | LB
12528 | Key,.250 X .250 X 3.125"SS | EA | 14 | 53514143428 | 0.01 | LB
12529 | Screw,.25-20 X 1" Sh Cap SS | EA | 0.5 | 53514172855 | 0.02 | LB
12535 | Housing,Pump-Mach Reversing 140 Fr Grind | EA | 1169.5 | 53514193447 | 46 | LB
12537 | Housing,Pump-Mach 140 Frame Grinder/Non- | EA | 904.5 | 53514187255 | 45 | LB
12544 | Bearing,Radial 6204 | EA | 7 | 53514100155 | 0.25 | LB
12545 | Bearing,Radial 6208 | EA | 32 | 53514100162 | 1 | LB
12546 | Bearing,Radial 6210 | EA | 53 | 53514100179 | 2 | LB
12547 | Ring,Snap-5108-125-H SS Truarc/(140Fr) | EA | 17.5 | 53514100186 | 0.1 | LB
12563 | Impeller-Mach Cl 11.750"Dia/Airfoil/4"So | EA | 1301 | 53514148591 | 44 | LB
12569 | Impeller-Mach Cl 11.000"Dia/Airfoil/4"So | EA | 1301 | 53514126223 | 43.5 | LB
12571 | Impeller-Mach Cl 10.750"Dia/Airfoil/4"So | EA | 1301 | 53514126056 | 43 | LB
12572 | Impeller-Mach Cl 10.625"Dia/Airfoil/4"So | EA | 1301 | 53514154042 | 42.5 | LB
12574 | Impeller-Mach Cl 10.375"Dia/Airfoil/4"So | EA | 1301 | 53514384319 | 0
12576 | Impeller-Mach Cl 10.125"Dia/Airfoil/4"So | EA | 1301 | 53514111380 | 42 | LB
12581 | Impeller-Mach Cl 9.500" Dia/Airfoil/4"So | EA | 1301 | 53514113704 | 41.5 | LB
12584 | Impeller-Mach Cl 9.125" Dia/Airfoil/4"So | EA | 1301 | 53514160722 | 41 | LB
12585 | Impeller-Mach Cl 9.000" Dia/Airfoil/4"So | EA | 1301 | 53514419769 | 0
12595 | Spring,Bearing Preload 1.85"OD/Smalley S | EA | 8 | 53514166557 | 0.01 | LB
12603 | Cordage Term&Seal/25'/18-2 SOW-A | EA | 98.5 | 53514098483 | 1.9 | LB
12604 | Cover & Cordage/1Ph/MS/Epoxy/M6282 | EA | 364 | 53514098490 | 13.6 | LB
12605 | Cover-Mach & Handle Asm/Epoxy/(2) Std Co | EA | 154.5 | 53514098513 | 10.8 | LB
12607 | Cordage Term&Seal/25'/16-3/200V | EA | 151.5 | 53514098544 | 2.6 | LB
12608 | Rebuild Kit "I6282-A W/MS" | EA | 192.5 | 53514098568 | 8 | LB
12623 | Hardware Pak,18"Dia/3V 1.5D/(For 17-0131 | EA | 54.5 | 53514132309 | 2 | LB
12628 | Plate,Access-16"Dia/Duplex/3"D/For 17-00 | EA | 307.5 | 53514099251 | 20 | LB
12632 | Shim Set For 820/840 Grinders | EA | 53 | 53514099336 | 0.01 | LB
12637 | Plate,Access-16"Dia/Sim/For 17-0087 | EA | 239 | 53514099961 | 20 | LB
12648 | Seal,Mtr Hsg/(Viton) | EA | 12.5 | 53514100643 | 0.01 | LB
12649 | Gasket,Case/Cover(Viton) | EA | 13 | 53514100650 | 0.01 | LB
12675 | Rotor & Brg Asm 3Ph/"4290" | EA | 167.5 | 53514101084 | 4.75 | LB
12702 | Cord Term&Seal 115V/70'/12-3 SO | EA | 612 | 53514101718 | 20.1 | LB
12706 | Rod,Float-"580/585" | EA | 106 | 53514105266 | 0.01 | LB
12707 | Float,"580/585"/Square D | EA | 31.5 | 53514105273 | 0.75 | LB
12708 | Cover,Switch"580/585" | EA | 13.5 | 53514105082 | 2.5 | LB
12709 | Kit,Float & Rod | EA | 169 | 53514119874 | 2 | LB
12710 | Pin,Retaining Float Switch "580/585" | EA | 1.5 | 53514105075 | 0.03 | LB
12711 | Bracket,Mounting-Switch/"580-585" | EA | 10 | 53514105105 | 0.5 | LB
12716 | Cover & Cord 220V/1Ph/60Hz/Na/Korean Cor | EA | 249 | 53514102166 | 3 | LB
12724 | Clamp,Worm Drive Hose/SAE 28/SS w/Zinc S | EA | 2 | 53514102692 | 0.1 | LB
12726 | Nipple,Pipe 1.25" X 14"/SS | EA | 204.5 | 53514361969 | 2.67 | LB
12754 | Adapter-Mach/Ex Pr/48 Fr | EA | 710.5 | 53514159375 | 24 | LB
12846 | Stator 230/460V/3P/1750/7.5"Fr/3.25"Stc/ | EA | 5123.5 | 53514228590 | 41 | LB
12852 | Ring,Snap 1.156 Id Steel | EA | 1 | 53514172862 | 0.1 | LB
12854 | Gasket,Flange 3"Rubber | EA | 13 | 53514267056 | 0
12859 | Screw,.25-20 X 1.25" Flat Sh/SS | EA | 0.5 | 53514172879 | 0.02 | LB
12860 | Screw,.375-16 X 1.5" HH/SS | EA | 2 | 53514187231 | 0.01 | LB
12862 | Shim,Cutter(.002)140 Fr Grinder | EA | 16 | 53514486631 | 0.005 | LB
12863 | Shim,Cutter(.003)140 Fr Grinder | EA | 14 | 53514486648 | 0.005 | LB
12864 | Shim,Cutter(.005)140 Fr Grinder | EA | 11.5 | 53514486655 | 0.005 | LB
12869 | Capacitor,50Uf/370Vac/(Size 3.75"Lg X 2" | EA | 69.5 | 53514127718 | 0.5 | LB
12870 | Capacitor,270-324Uf/250Vac/(Size 3.38"X2 | EA | 47.5 | 53514164157 | 0.45 | LB
12874 | Housing,Mtr-&Str 200V/3Ph/3450/6.25"Fr/5 | EA | 1978 | 53514229290 | 89 | LB
12878 | Switch,Vertical-Res Alt | EA | 99 | 53514143718 | 1.24 | LB
12879 | Bracket,Vertical Switch | EA | 8.5 | 53514335496 | 0.1 | LB
12883 | Rebuild Kit "6294/6295" | EA | 181.5 | 53514103262 | 8 | LB
12885 | Rotor & Brg 230/460V/3Ph/.5Hp | EA | 147 | 53514103835 | 4.5 | LB
12887 | Cordage Term&Seal/35'Cd/18-2 SOW-A/MS/1P | EA | 132 | 53514103842 | 2.6 | LB
12888 | Cordage Term&Seal/35'Cd/14-6 SOW-A/Power | EA | 409.5 | 53514103859 | 4.6 | LB
12897 | Plate,Access-Blank For 20" Dia Hole | EA | 393.5 | 53514104016 | 12 | LB
12928 | Cordage Term&Seal/20'/18-5 Soo-A/M&T Sen | EA | 150 | 53514104160 | 2.6 | LB
12930 | Screw 8-32 X 1" RHM-Sl SS | EA | 0.5 | 53514358891 | 0.01 | LB
12934 | Rebuild Kit "840/6840" 5-Wire Cd Sensor | EA | 436 | 53514104214 | 11 | LB
12953 | Seal,Cord-Asm/Sensor Cd/SOW 5Cdt or H07R | EA | 20 | 53514104337 | 0.01 | LB
12977 | Impeller Asm 3Ph "163" | EA | 188.5 | 53514105372 | 1.9 | LB
12984 | Impeller Asm 3Ph/ "185" | EA | 216 | 53514105341 | 2 | LB
12987 | Carton,ZCO Accessories | EA | 7.5 | 53514317669 | 0.9 | LB
13017 | Basin,Sink Pump "Dp/Pd" Injection Molded | EA | 40.5 | 53514122829 | 2.5 | LB
13018 | Cover,Sink Pump "Dp/Pd" Injection Molded | EA | 21.5 | 53514122256 | 1.15 | LB
13019 | Cordage Term&Seal/50'/14-3 SO/230V/1Ph/2 | EA | 414 | 53514105440 | 8.7 | LB
13043 | Cover,Diverter Container/Tru-Flow Splitt | EA | 38 | 53514153670 | 2.03 | LB
13046 | Cord Term&Seal 115V/25'/16-3 SJTW-A/Nona | EA | 94 | 53514105648 | 2.6 | LB
13047 | Housing,Mtr-&Str &Rotor Asm/230V/1Ph | EA | 1677 | 53514106089 | 52 | LB
13048 | Housing,Mtr-&Str &Rotor Asm/200V/1Ph | EA | 1685.5 | 53514106096 | 59 | LB
13049 | Housing,Mtr-&Str &Rotor Asm/200V/3Ph | EA | 1709.5 | 53514106102 | 50 | LB
13050 | Housing,Mtr-&Str &Rotor Asm/230V/3Ph | EA | 1773.5 | 53514106119 | 50 | LB
13051 | Housing,Mtr-&Str &Rotor Asm/460V/3Ph | EA | 1770 | 53514106126 | 50 | LB
13052 | Housing,Mtr-&Str &Rotor Asm/575V/3Ph | EA | 1625 | 53514106133 | 47 | LB
13057 | Cord Term&Seal 460V/20'/16-4 SOW/Na | EA | 113.5 | 53514105914 | 1.8 | LB
13061 | Impeller-Mach "405" Trimmed 6.375"D W/Ke | EA | 179.5 | 53514365875 | 0
13062 | Rotor & Brg 230V/1Ph/1Hp/DS | EA | 186 | 53514105983 | 6.5 | LB
13069 | Relay,230V/3Ph | EA | 127.5 | 53514167578 | 0.5 | LB
13070 | Bracket,Relay/3 Phase | EA | 4.5 | 53514169558 | 0.02 | LB
13073 | Cap,1.5"Tubular Black | EA | 5 | 53514310578 | 0.05 | LB
13081 | Housing,Mtr-&Stator 115V/1Ph/.5Hp/3450 R | EA | 1053.5 | 53514205812 | 0
13087 | Housing,Mtr-&Stator 230V/1Ph/2Hp/3450 RP | EA | 1282 | 53514403836 | 0
13088 | Housing,Mtr-&Stator 115V/1Ph/.5Hp/1725 R | EA | 1040.5 | 53514368180 | 0
13096 | Housing,Mtr-&Stator 200V/3Ph/.5Hp/3450 R | EA | 978.5 | 53514421243 | 0
13105 | Housing,Mtr-&Stator 460V/3Ph/2Hp/3450 RP | EA | 1477.5 | 53514493875 | 55 | LB
13107 | Housing,Mtr-&Stator 200V/3Ph/.5Hp/1725 R | EA | 1120.5 | 53514402488 | 0
13149 | Cover & Cord 3Ph/16-4 SOW/25' | EA | 328.5 | 53514111571 | 12.5 | LB
13193 | Oil,Dielectric-Regal 22 | EA | 54.5 | 53514502096 | 8 | LB
13201 | Cordage Cond&Sls/HT/6'/16-4/Auto/3163 | EA | 334.5 | 53514106607 | 1.2 | LB
13211 | Case Switch & Cord 3Ph/Auto/"282" | EA | 382.5 | 53514117047 | 12.2 | LB
13212 | Wire Pkg (9) Wires | EA | 55.5 | 53514117054 | 0.1 | LB
13214 | Switch Asm "282"/3Ph/Auto | EA | 49.5 | 53514117085 | 0.2 | LB
13215 | Rebuild Kit "280"/3Ph/Auto | EA | 231 | 53514117078 | 8 | LB
13216 | Filter,Cartridge | EA | 54 | 53514233013 | 0
13217 | Asm,Filter,Sleeve/WW1 | EA | 36 | 53514314453 | 0
13218 | Gasket,Rubber Alignment | EA | 8.5 | 53514177577 | 0.013 | LB
13219 | Nipple,Pipe 1.5" X 32" Galv | EA | 137 | 53514388058 | 0
13223 | Case Switch & Cord 3Ph/Auto/"284" | EA | 381.5 | 53514117092 | 12.2 | LB
13231 | Conduit-Mach 25' "HT" | EA | 704 | 53514151355 | 2.25 | LB
13235 | Lubricant,Rubber P-80 | EA | 57.5 | 53514185602 | 2.32 | LB
13236 | Hardware Pak,Tru-Flow Splitter System | EA | 54 | 53514148072 | 0.412 | LB
13237 | Level,Tubular Bubble/.375"Dia X 1.375"Lo | EA | 1.5 | 53514308797 | 0.01 | LB
13241 | Pipe,Pvc 4" X 6"/W-Mach Slots/Sdr 35 | EA | 14 | 53514436438 | 0
13243 | Impeller-Plastic High Head/152 | EA | 11 | 53514138455 | 0.185 | LB
13268 | Housing,Mtr-&Stator 200V/1Ph/.5Hp/X6282 | EA | 1018.5 | 53514232757 | 0
13273 | Housing,Mtr-&Stator 230V/1Ph/3Hp/X6404/X | EA | 1265 | 53514319526 | 0
13302 | Kit,Assembly/Auto/72 | EA | 57.5 | 53514115180 | 0.6 | LB
13310 | Pipe,Pvc 30"Dia X 8" Ultra-Core | EA | 188 | 53514153960 | 20 | LB
13311 | Pipe,Pvc 30"Dia X 1' Ultra-Core | EA | 229 | 53514187521 | 30 | LB
13325 | Screw,#14 X 3"Flat Hd/Square Drive/Type | EA | 1 | 53514142551 | 0.03 | LB
13326 | Housing,Mtr-&Str 575V/3Ph/3450/6.25"Fr/3 | EA | 1688.5 | 53514321130 | 0
13327 | Housing,Mtr-& Str 200V/3Ph/3450/6.25"Fr/ | EA | 1698 | 53514190064 | 59.5 | LB
13328 | Housing,Mtr-&Str 230V/3Ph/3450/6.25"Fr/3 | EA | 1719 | 53514362966 | 0
13335 | Nipple,Pipe .75Npt X 4.5" Black | EA | 8.5 | 53514174255 | 0.5 | LB
13336 | Housing,Mtr-&Str 460V/3Ph/3450/6.25Fr/3. | EA | 1713.5 | 53514215064 | 80 | LB
13337 | Kit,Thermo Asm 125C | EA | 133 | 53514111182 | 0.1 | LB
13338 | Seal,Thru Wall Term/10-24Thd X .180 Pin | EA | 13.5 | 53514166106 | 0.018 | LB
13340 | Seal,Thru Wall Term/10-24Thd X 10-24Thd | EA | 11 | 53514209254 | 0.02 | LB
13344 | Clamp,Cord Seal-Mach/140Frame/8 Ga Cord | EA | 97 | 53514172510 | 2.25 | LB
13345 | Seal,Cord-Polyflex Pvc/140 Frame/8 Ga Co | EA | 15.5 | 53514152246 | 0.117 | LB
13346 | Seal,Cord W-Sensors-Polyflex Pvc/140 Fr/ | EA | 15.5 | 53514172527 | 0.119 | LB
13347 | Terminal,Ring #10 For #8Wire | EA | 2 | 53514250171 | 0.01 | LB
13349 | Nut,#10-24 Brass | EA | 0.5 | 53514250157 | 0.01 | LB
13350 | Washer,Flat #10S Brass .20"Id-7/16"OD X | EA | 0.5 | 53514228477 | 0.01 | LB
13352 | Cover & Cord Asm 25'Cd/8-4/140 Frame | EA | 1004 | 53514191252 | 28.7 | LB
13353 | Cover & Cord Asm 25'Cd/8-4/Sen 18-5/140 | EA | 1128 | 53514121976 | 31.9 | LB
13355 | Cover & Cord Asm 35'Cd/8-4/Sen 18-5/140 | EA | 1361.5 | 53514393397 | 0
13356 | Cover & Cord Asm 50'Cd/8-4/140 Fr | EA | 1483.5 | 53514194499 | 43.8 | LB
13357 | Cover & Cord Asm 50'Cd/8-4/Sen 18-5/140 | EA | 1711.5 | 53514163693 | 49.8 | LB
13358 | Cover & Cord Asm 75'Cd/8-4/140 Fr | EA | 1968 | 53514194093 | 59 | LB
13360 | Cover & Cord Asm 25'Cd/12-4/Ring Term/14 | EA | 655 | 53514179557 | 22.2 | LB
13361 | Cover & Cord 25'Cd/12-4/Ring Term/Sen 18 | EA | 800 | 53514118303 | 25.5 | LB
13362 | Cover & Cord Asm 35'Cd/12-4/Ring Term/14 | EA | 654 | 53514420642 | 0
13364 | Cover & Cord Asm 50'Cd/12-4/Ring Term/14 | EA | 755.5 | 53514241643 | 0
13365 | Cover & Cord 50'Cd/12-4/Ring Term/Sen 18 | EA | 983.5 | 53514208370 | 29 | LB
13367 | Cover & Cord 75'Cd/12-4/Ring Term/Sen 18 | EA | 1251 | 53514478452 | 0
13368 | Screw,.375-16 X 1"Lg HH SS (Nylock Pre-C | EA | 4.5 | 53514111359 | 0.015 | LB
13426 | Hardware Pak-24"Dia Fg | EA | 62 | 53514122669 | 1 | LB
13427 | Seal,Foam-Bsn Cvr/24"/Psa/1.5" X .25" X | EA | 13 | 53514295929 | 0.5 | LB
13438 | Kit,Assembly/Auto/76 | EA | 63.5 | 53514115197 | 2 | LB
13439 | Kit,Assembly/Non-Auto/72/211 | EA | 13.5 | 53514115203 | 0.03 | LB
13451 | Seal,Shaft "300" Series | EA | 51.5 | 53514115494 | 1 | LB
13452 | Housing,Pump-Volute/Md 300/301/302/Cas | EA | 299.5 | 53514115500 | 8 | LB
13453 | Housing,Pump-Volute/Md 303/304/Cast Iron | EA | 264 | 53514115517 | 8 | LB
13454 | Housing,Pump-Volute/Md 305/306/307/Cas | EA | 299.5 | 53514115524 | 8 | LB
13455 | Screw,.375-16 X 1.25" Cap/"300" Series | EA | 7 | 53514115531 | 0.019 | LB
13456 | Plug,Pipe-"300" Series | EA | 7 | 53514115548 | 0.5 | LB
13457 | Valve,Cock-Pet/.25"NPT/"300" Series | EA | 19.5 | 53514115555 | 0.5 | LB
13458 | Seal,O-Ring Volute "300" Series | EA | 7 | 53514115562 | 0.01 | LB
13459 | Base,Motor/Sq Flange "300" Series | EA | 51.5 | 53514115579 | 6 | LB
13461 | Impeller "300" Series/Brass | EA | 49.5 | 53514115593 | 2 | LB
13462 | Impeller "301" Series/Brass | EA | 72 | 53514115609 | 2 | LB
13463 | Impeller "302" Series/Brass | EA | 53.5 | 53514115616 | 2 | LB
13464 | Impeller "303" Series/Brass | EA | 53.5 | 53514115623 | 2 | LB
13465 | Impeller "304" Series/Brass | EA | 56.5 | 53514115630 | 2 | LB
13467 | Impeller "306" Series/Plastic | EA | 67.5 | 53514115654 | 2 | LB
13469 | Housing,Pump "330" Series/Cast Iron | EA | 281.5 | 53514115678 | 14.4 | LB
13470 | Seal,O-Ring/Diffuser "330" Series | EA | 27.5 | 53514115685 | 2 | LB
13471 | Plug,Avc "330" Series | EA | 8 | 53514115692 | 0.1 | LB
13473 | Impeller "331" Series/Plastic | EA | 55 | 53514115715 | 2 | LB
13474 | Impeller "332" Series/Plastic | EA | 56.5 | 53514115722 | 2 | LB
13476 | Diffuser "330" Series | EA | 21.5 | 53514115746 | 1 | LB
13477 | Diffuser "331" Series | EA | 21.5 | 53514115753 | 1 | LB
13478 | Diffuser "332" Series | EA | 21.5 | 53514115760 | 1 | LB
13479 | Diffuser "333" Series | EA | 21.5 | 53514115777 | 1 | LB
13480 | Seal,O-Ring Housing "330" Series | EA | 6 | 53514115784 | 2 | LB
13481 | Seal,Shaft "330" Series | EA | 45 | 53514115791 | 0.5 | LB
13482 | Screw,#8-32 X .5" Mach/SS/C'Sunk/Type 1 | EA | 4.5 | 53514115814 | 0.01 | LB
13483 | Plate,"330" Series | EA | 37 | 53514115807 | 0.5 | LB
13484 | Hardware Pak,18"Dia/0V 1.5D/(For 17-0294 | EA | 55 | 53514260392 | 0
13505 | Hub,Inlet-3"/Female Slip/Combo Hub | EA | 123 | 53514119393 | 3 | LB
13506 | Kit,Assembly/Non-Auto/76 | EA | 20 | 53514115210 | 2 | LB
13562 | Housing,Mtr-& Str 575V/3Ph/1750/6.25"Fr/ | EA | 1721.5 | 53514306298 | 65 | LB
13564 | Cord & Clamp Asm 25'Cd/12-4 SOW-A/140 Fr | EA | 418.5 | 53514115449 | 10.5 | LB
13565 | Cord & Clamp Asm 25'Cd/12-4/Sensor 18-5/ | EA | 560.5 | 53514115456 | 13.5 | LB
13566 | Cord & Clamp Asm 25'Cd/8-4 SOW/140 Frame | EA | 711.5 | 53514115463 | 17.5 | LB
13567 | Cord & Clamp Asm 25'Cd/8-4/Sen 18-5/140 | EA | 836.5 | 53514115470 | 20.5 | LB
13568 | Shim Set For 71 Hd Grinders | EA | 227.5 | 53514115487 | 0.2 | LB
13570 | Cutter,S.S./140 Frame Grinder | EA | 307.5 | 53514143411 | 1.3 | LB
13572 | Impeller-Mach Br 7.125" Dia/140Fr/Grnd/N | EA | 1011.5 | 53514187262 | 10.5 | LB
13575 | Plate,Mounting-Mach 3"D/Flygt Retrofit | EA | 488.5 | 53514190088 | 22.5 | LB
13589 | Impeller-Mach Br/6.0"Dia/High Flow/Non R | EA | 760.5 | 53514314545 | 0
13590 | Motor 230/460V/3Ph/20Hp/Us Inverter Duty | EA | 5867.5 | 53514123949 | 239 | LB
13598 | Impeller-Mach Br 5.25" Dia/140Fr Grnd/No | EA | 1011.5 | 53514174279 | 8.125 | LB
13605 | Impeller-Mach Br 6.125" Dia/140Fr Grnd/N | EA | 1011.5 | 53514264024 | 9.5 | LB
13606 | Impeller-Mach Br 6.250" Dia/140Fr Grnd/N | EA | 1011.5 | 53514306274 | 0
13607 | Impeller-Mach Br 6.375" Dia/140Fr Grnd/N | EA | 1011.5 | 53514172916 | 8 | LB
13629 | Impeller-Mach Br 5.125" Dia/140Fr Grnd/R | EA | 691.5 | 53514201968 | 6 | LB
13633 | Ring,Snap 1.156 Id S.S. | EA | 7.5 | 53514187224 | 1 | LB
13634 | Cutter & Disc Asm 7100 Series Non Rev | EA | 1263.5 | 53514132316 | 7.5 | LB
13635 | Cutter & Disc Asm 7100 Series Rev | EA | 1263.5 | 53514132323 | 7.5 | LB
13644 | Impeller-Mach Br 4.375" Dia/Rev 140 Fr G | EA | 691.5 | 53514150969 | 6 | LB
13653 | Impeller-Mach Br 5.250" Dia/High Flow/No | EA | 869.5 | 53514401818 | 0
13657 | Impeller-Mach Br 4.750" Dia/High Flow/No | EA | 869.5 | 53514468521 | 2 | LB
13661 | Impeller-Mach Br 4.250" Dia/High Flow/No | EA | 815.5 | 53514330583 | 0
13666 | Impeller-Mach SO 10.25" Dia/180Fr | EA | 540 | 53514138295 | 27 | LB
13671 | Impeller-Mach SO 9.625" Dia/180Fr | EA | 540 | 53514135539 | 26 | LB
13680 | Impeller-Mach SO 9.500" Dia/210Fr/3"Sol | EA | 561 | 53514190613 | 25.5 | LB
13681 | Impeller-Mach SO 9.375" Dia/210Fr/3"Sol | EA | 561 | 53514312107 | 0
13699 | Bushing,Oil Lube-Mach 140 Frame/Ex Pr | EA | 133 | 53514207274 | 1 | LB
13701 | Adapter-Mach 140 Frame/Ex Pr | EA | 689.5 | 53514504809 | 69 | LB
13703 | Plate,Seal-Mach 140/Ex Pr | EA | 368 | 53514502140 | 15 | LB
13705 | Rotor 200-230-460-575/3P1725/6.25Fr/3.0 | EA | 559 | 53514213497 | 11.6 | LB
13706 | Rotor 200-230-460-575/3P/1725/6.25Fr/3.2 | EA | 489.5 | 53514477684 | 13.3 | LB
13713 | Bearing,Radial-6308 | EA | 53.5 | 53514323516 | 1.35 | LB
13717 | Plate,Seal-Mach 140 Frame/Ex Pr | EA | 344.5 | 53514214456 | 11.5 | LB
13729 | Carton,Drain Basin Pump/50 Series | EA | 17 | 53514153878 | 1.561 | LB
13730 | Seal,Foam,.375" W X 41" L X .250" Thk | EA | 20.5 | 53514339555 | 0.02 | LB
13732 | Pipe,Discharge-Asm/104/105/110/115/120 | EA | 23.5 | 53514144807 | 0.6 | LB
13740 | Resistor,330K Ohm/2 Watt/5% | EA | 1.5 | 53514170097 | 0.01 | LB
13741 | Sensor,Moisture Asm/Ex Pr/Single Seal | EA | 24 | 53514256548 | 0.03 | LB
13743 | Resistor,Moisture Asm/DS/Sew-Eff | EA | 23.5 | 53514124205 | 0.01 | LB
13747 | Rebuild Kit "XE4189" | EA | 266.5 | 53514117313 | 8 | LB
13751 | Fitting,Adapter/Sanitary Tee/Sch 40 To 3 | EA | 30.5 | 53514170806 | 1.345 | LB
13752 | Carton Asm "820/6820" | EA | 54.5 | 53514221881 | 0
13756 | Guide,Float Rod/Homeguard | EA | 5.5 | 53514143282 | 0.02 | LB
13764 | Clamp,Strain Relief/2Ear.563/Zinc Pl Stl | EA | 3.5 | 53514159887 | 1 | LB
13765 | Clamp,Strain Relief/2Ear .625"Zinc Pl St | EA | 3 | 53514159894 | 0.01 | LB
13827 | Valve,Check-Condensate Pump | EA | 11 | 53514113339 | 0.2 | LB
13845 | Seal,Cord Klienhuis/.669-.984 | EA | 35.5 | 53514151874 | 0.086 | LB
13873 | Motor,12Vdc "Aquanot" | EA | 383 | 53514123895 | 10.6 | LB
13883 | Cover & Cordage 200V/1Ph/20' | EA | 301 | 53514115418 | 12.7 | LB
13888 | Hoist,Portable/Adjust-Able/S.S./1000 Lb | EA | 6672 | 53514114916 | 96 | LB
13889 | Hdwe Kit,Hoist Installation/For 1000 Lb | EA | 1011.5 | 53514114923 | 10 | LB
13892 | Seal,Shaft-Asm/Sc Stat/Sc Rotary/Buna-N | EA | 342.5 | 53514115135 | 0.2 | LB
13910 | Seal,Ring 5.734Id-256 Viton | EA | 13.5 | 53514166083 | 0.01 | LB
13911 | Seal,Ring 6.734 Id-261 Viton | EA | 14.5 | 53514166090 | 0.01 | LB
13935 | Seal,Cord/.236-.422 Dia/Cord Grip W-Nuts | EA | 42.5 | 53514207007 | 1 | LB
13938 | Seal,O-Ring-(222)Drain Pump | EA | 2 | 53514310561 | 0
13943 | Arm & Seal Asm/Hung | EA | 12.5 | 53514194666 | 0.2 | LB
13951 | U-Bolt,.375"-16 X 1.25 ID/SS | EA | 38.5 | 53514163792 | 0.15 | LB
13952 | Cordage Term&Seal/50'/14-6 SOW-A/Power/" | EA | 560.5 | 53514116941 | 7 | LB
13953 | Cordage Term&Seal/50'/18-2 SOW-A/MS/1Ph/ | EA | 120 | 53514116958 | 3.6 | LB
13965 | Rod,Flt-SS/30" Lg For Ftbragg Panel/10-0 | EA | 250 | 53514117139 | 5 | LB
14015 | Hardware Pak,Hub Kit/Curved/2-4" | EA | 51.5 | 53514193423 | 1 | LB
14043 | Seal,Cord-Asm/Intermittent Hi Temp/2057/ | EA | 23 | 53514125431 | 0.2 | LB
14044 | Cord Term&Seal 115V/15'/16-3 SOOW/Na/205 | EA | 152.5 | 53514125479 | 1.6 | LB
14045 | Cord Term&Seal 230V/15'/16-3SOOW/Na/2057 | EA | 145 | 53514125462 | 1.6 | LB
14046 | Cord Term&Seal 115V/16-3SOOW/Na/2137/228 | EA | 150.5 | 53514125455 | 1.6 | LB
14047 | Cord Term&Seal 230V/15'/16-3SOOW/Na/2137 | EA | 143 | 53514125448 | 1.6 | LB
14048 | Stator W-Screws/115V/1Ph/2057 | EA | 120.5 | 53514125486 | 3.33 | LB
14049 | Stator W-Screws/230V/1Ph/2057 | EA | 123 | 53514125493 | 7.5 | LB
14050 | Stator W-Screws/115V/1Ph/2098 | EA | 157.5 | 53514125509 | 4.55 | LB
14056 | Housing,Mtr-& Term Asm/2057/2098 | EA | 61.5 | 53514125561 | 6.8 | LB
14057 | Oil,Dielectric-(18.9 Oz)Intermittent HT/ | EA | 52 | 53514125578 | 1.2 | LB
14058 | Rebuild Kit "2057" 12-00Thru Current | EA | 161 | 53514125615 | 8 | LB
14059 | Rebuild Kit "2098" 12-00Thru Current | EA | 170 | 53514125622 | 8 | LB
14060 | Rebuild Kit "2137" 12-00Thru Current | EA | 191 | 53514125639 | 3 | LB
14061 | Rebuild Kit "2282" 12-00Thru Current | EA | 275 | 53514125646 | 3 | LB
14062 | Kit,Assembly/Auto/211 | EA | 58 | 53514125769 | 0.6 | LB
14100 | Cover & Cordage/1Ph/14-5/Ex Pr/Handle | EA | 833 | 53514132569 | 19.5 | LB
14101 | Cover & Cordage 3Ph/14-8/Ex Pr/Handle | EA | 838 | 53514132576 | 22 | LB
14102 | Cover & Cordage/1Ph/12-5/Ex Pr/Handle | EA | 793.5 | 53514132682 | 21.4 | LB
14104 | Rotor & Brg Asm/115V/1Ph/X161/163/292 | EA | 450 | 53514132729 | 9 | LB
14105 | Rotor & Brg Asm/200-230V/1Ph /.5Hp/X161/ | EA | 450 | 53514132736 | 9 | LB
14106 | Rotor & Brg Asm/200/230/460V/3Ph/.5Hp/X1 | EA | 471 | 53514132743 | 9 | LB
14107 | Shield,Shaft & Resistor Asm/Ex Pr/1 Seal | EA | 139.5 | 53514132750 | 3 | LB
14108 | Rotor & Brg Asm/200-230V/1Ph/X165/185/29 | EA | 460.5 | 53514132767 | 9 | LB
14109 | Rotor & Brg Asm/200-575V/3Ph/X165/185/29 | EA | 496.5 | 53514132774 | 9 | LB
14110 | Rotor & Brg Asm/200-230V/1Ph/2Hp/Ex Pr | EA | 502.5 | 53514132781 | 9 | LB
14111 | Rotor & Brg Asm/200-575V/3Ph/2Hp/Ex Pr | EA | 571 | 53514132798 | 9 | LB
14112 | Rotor & Brg Asm/115-230V/1Ph/X282 | EA | 471 | 53514132804 | 9 | LB
14113 | Rotor & Brg Asm/200-460V/3Ph/X282 | EA | 470 | 53514132811 | 9 | LB
14114 | Rotor & Brg Asm/200-230V/1Hp/X284 | EA | 457 | 53514132828 | 9 | LB
14115 | Rotor & Brg Asm/200-460V/3Ph/X284 | EA | 511.5 | 53514132835 | 9 | LB
14116 | Rotor & Brg Asm/575V/3Ph/1&3Ph/X405 | EA | 535 | 53514132842 | 9 | LB
14117 | Oil,Dielec-(50 Oz) | EA | 56 | 53514132583 | 3.125 | LB
14118 | Oil,Dielec-(64 Oz) | EA | 61.5 | 53514132590 | 9 | LB
14121 | Rebuild Kit/Ex Pr/Single Seal,NonAuto,1& | EA | 151.5 | 53514132668 | 9 | LB
14139 | Plate,Mounting-Mach 3"D/Flygt Retrofit/B | EA | 2269 | 53514174460 | 26 | LB
14141 | Guide Rail Asm/Upper/Flygt/SS/2" | EA | 430.5 | 53514148607 | 6.8 | LB
14142 | Seal,Rail Disconnect 3" | EA | 32 | 53514143947 | 0.182 | LB
14150 | Cover-Mach 12-14Ga Cd/Gland | EA | 150 | 53514159832 | 10.75 | LB
14152 | Cover-Mach (1)12-14Ga/(1)Std Cd/Gland | EA | 150 | 53514159856 | 10.75 | LB
14154 | Case-Mach 12-14Ga Cd/Gland | EA | 150 | 53514159870 | 9.5 | LB
14155 | Case Switch & Cord 115V/1Ph/14Ga/20A/20' | EA | 428.5 | 53514149154 | 14.4 | LB
14156 | Case Switch & Cord 200V/1Ph/14Ga/20'/Gla | EA | 403 | 53514149192 | 14.4 | LB
14157 | Case Switch & Cord/200V/1Ph/12Ga/20'/Gla | EA | 431.5 | 53514149215 | 16.2 | LB
14158 | Cover & Cord 115V/1Ph/14Ga/15A/20'/Gland | EA | 348.5 | 53514149239 | 14.3 | LB
14159 | Cover & Cord 200V/1Ph/14Ga/20'/Gland | EA | 337 | 53514149253 | 14.3 | LB
14160 | Cover & Cord 200V/1Ph/12Ga/20'/Gland | EA | 406.5 | 53514149277 | 16.2 | LB
14161 | Cover & Cord 3Ph/14Ga/20'/Gland | EA | 475 | 53514149291 | 14.3 | LB
14162 | Cover & Cord 230V/1Ph/14Ga/20A/20'/Gland | EA | 371 | 53514149314 | 14.3 | LB
14163 | Cover & Cord 230V/1Ph/14Ga/15A/20'/Gland | EA | 370.5 | 53514149338 | 14.3 | LB
14164 | Cover & Cord 200V/1Ph/12Ga/20'/Gland/Eye | EA | 452 | 53514149345 | 16.3 | LB
14165 | Cover & Cord 3Ph/14Ga/20'/Gland/Eyebolt | EA | 449.5 | 53514149352 | 14.4 | LB
14166 | Cover & Cord 230V/1Ph/14Ga/20A/20'/Gland | EA | 364.5 | 53514149369 | 14.4 | LB
14167 | Case Switch & Cord 230V/1Ph/14Ga/20A/20' | EA | 414.5 | 53514149390 | 14.3 | LB
14168 | Cord Term&Seal 115V/1Ph/20'/14Ga/Auto/Gl | EA | 176.5 | 53514149147 | 3.6 | LB
14169 | Cord Term&Seal 115V/1Ph/20'/14Ga/15A/Na/ | EA | 171 | 53514149222 | 3.6 | LB
14170 | Cord Term&Seal 200V/1Ph/20'/12Ga/Auto/Gl | EA | 193.5 | 53514149208 | 5.4 | LB
14171 | Cord Term&Seal 200V/1Ph/20'/12Ga/Na/Glan | EA | 194.5 | 53514149260 | 5.4 | LB
14172 | Cord Term&Seal 200V/1Ph/20'/14Ga/Auto/Gl | EA | 124 | 53514149185 | 3.6 | LB
14173 | Cord Term&Seal 200V/1Ph/20'/14Ga/Na/Glan | EA | 125 | 53514149246 | 3.6 | LB
14174 | Cord Term&Seal 230V/1Ph/20'/14Ga/20A/Aut | EA | 160 | 53514149383 | 3.6 | LB
14175 | Cord Term&Seal 230V/1Ph/20'/14Ga/20A/Na/ | EA | 161 | 53514149307 | 3.6 | LB
14176 | Cord Term&Seal 230V/1Ph/20'/14Ga/15A/Na/ | EA | 161 | 53514149321 | 3.6 | LB
14177 | Cord Term&Seal 3Ph/20'/14Ga/Na/Gland | EA | 245.5 | 53514149284 | 3.6 | LB
14178 | Cover & Cord 115V/1Ph/14Ga/15A/20'/MS/Gl | EA | 446 | 53514149406 | 16 | LB
14179 | Cover & Cord 115V/1Ph/18Ga/15'/MS | EA | 333 | 53514149413 | 12.5 | LB
14180 | Cover & Cord 200V/1Ph/16Ga/20'/MS | EA | 404 | 53514149420 | 12.6 | LB
14181 | Cover & Cord 200V/1Ph/14Ga/20'/MS/Gland | EA | 425.5 | 53514149437 | 15.6 | LB
14182 | Cover & Cord 200V/1Ph/12Ga/20'/MS/Gland | EA | 522.5 | 53514149444 | 15.6 | LB
14183 | Cover & Cord 200V/1Ph/16Ga/15'/MS | EA | 361 | 53514149451 | 13.2 | LB
14184 | Cover & Cord 200V/1Ph/16Ga/15'/MS | EA | 360.5 | 53514149468 | 13.2 | LB
14185 | Cover & Cord 230V/1Ph/16Ga/20'/MS | EA | 417 | 53514149475 | 14.1 | LB
14186 | Cover & Cord 230V/1Ph/14Ga/20A/Mst Sen/G | EA | 489 | 53514149604 | 15.6 | LB
14187 | Cover & Cord 230V/1Ph/14Ga/15A/20'/MS/Gl | EA | 459.5 | 53514149611 | 15.6 | LB
14188 | Cover & Cord 230V/1Ph/16Ga/15'/MS | EA | 331 | 53514149628 | 13.6 | LB
14189 | Cover & Cord 3Ph/16Ga/20'/MS | EA | 430 | 53514149642 | 13.7 | LB
14190 | Cover & Cord 3Ph/14Ga/20'/MS/Gland | EA | 563.5 | 53514149659 | 15.6 | LB
14191 | Cover & Cord 3Ph/16Ga/15'/MS | EA | 342.5 | 53514149666 | 12.9 | LB
14192 | Seal,Cord Asm&Str Rlf/12-3/14-3/14-4/Gla | EA | 39 | 53514254230 | 0.2 | LB
14193 | Rebuild Kit,Single Seal/Na/160-405 | EA | 263.5 | 53514149673 | 8 | LB
14194 | Rebuild Kit,Dbl Sl/1&3Ph/W & W-O Ms/4160 | EA | 297.5 | 53514149680 | 8 | LB
14196 | Rotor & Brg Asm 1Ph/4165/4185/4293 | EA | 131 | 53514149727 | 5.5 | LB
14197 | Rotor & Brg Asm 1Ph/4282 | EA | 113 | 53514149734 | 3.28 | LB
14198 | Rotor & Brg Asm 3Ph/4282 | EA | 135.5 | 53514149758 | 4.5 | LB
14210 | Terminal,Adapter (1)Fem X (2)Male Flags | EA | 1 | 53514167592 | 0.01 | LB
14229 | Housing,Pump-Mach Hi Head/152/153 | EA | 137.5 | 53514138448 | 12.65 | LB
14240 | Impeller-Plastic Molded/High Head | EA | 10.5 | 53514163938 | 0.212 | LB
14249 | Carton,Internal Pump/105Drain Pump Syste | EA | 6 | 53514213732 | 0.713 | LB
14256 | Seal,Mtr Hsg/Viton | EA | 6.5 | 53514126520 | 0.01 | LB
14257 | Seal,Sq-Ring Adapter 840/Viton | EA | 18.5 | 53514126537 | 0.01 | LB
14273 | Cord Term&Seal 200V/50' Cd/12-3 SO/Nonau | EA | 430.5 | 53514117894 | 13.2 | LB
14276 | Cordage Cond&Sls/HT/8'/16-4/Auto/3161 | EA | 406 | 53514117931 | 1.6 | LB
14277 | Conduit-Mach 15' "HT" | EA | 424 | 53514117962 | 1.4 | LB
14295 | Cord Term & Seal 20'/115V/Wo Insul/"140- | EA | 117.5 | 53514119027 | 2.1 | LB
14321 | Hardware Pak,30,36,48"D/Blnk Cvr/10'T/(1 | EA | 44.5 | 53514121891 | 4 | LB
14324 | Lid,12"Dia/Media Filter Riser | EA | 104.5 | 53514170981 | 4 | LB
14328 | PPL,Moisture Sensor Asm/2-7/16" | EA | 51.5 | 53514303952 | 0.1 | LB
14331 | Cord Term&Seal 200V/20'/12-3 SO/Auto | EA | 242.5 | 53514122454 | 5.4 | LB
14334 | Screw,.625-11X2.5" Lg HH Cap SS | EA | 5 | 53514136178 | 0.27 | LB
14337 | Carton,Sanitary Tee/Single Pack | EA | 14.5 | 53514317676 | 0
14357 | Plug,Protector #56/Plastic | EA | 0.5 | 53514420604 | 0.01 | LB
14365 | Fitting,Pvc .75" 90D Std Sweep/Slp X Spi | EA | 6.5 | 53514176075 | 0.21 | LB
14366 | Valve,Ball/.75"/Pvc/FPT Both Ends/Sch 40 | EA | 19 | 53514176068 | 0.5 | LB
14378 | Seal,Pipe Boot 1" To 6" | EA | 215.5 | 53514329617 | 0.826 | LB
14416 | Cordage Term&Seal/25'/16-4 SOW/3Ph | EA | 165 | 53514123246 | 2.2 | LB
14417 | Cordage Term&Seal/25'/14-4 SO/3Ph | EA | 258.5 | 53514123253 | 5.2 | LB
14424 | Kit,Repair/For 20Hp Reliance Motor P/N(0 | EA | 2034.5 | 53514123345 | 4 | LB
14425 | Cordage Cond&Sls/HT/9'/16-3 Sow-A/W-90 | EA | 439 | 53514123376 | 2.3 | LB
14430 | Cordage Cond&Sls/HT/9'/16-4 SOW or SOOW/ | EA | 429.5 | 53514123826 | 2 | LB
14432 | Seal,O Ring-For Campbell Rail System/39- | EA | 11 | 53514124014 | 0.01 | LB
14433 | Seal,O Ring-For Campbell Rail System/39- | EA | 11.5 | 53514124021 | 0.05 | LB
14434 | Switch,Float Type P/Rotoflt/N.O./40'Cd/S | EA | 614 | 53514123871 | 7.5 | LB
14445 | Carton,Flexible Discharge Asm | EA | 53.5 | 53514328030 | 1.422 | LB
14447 | Fitting,Rail-Mach 2.5/3"Hor Disc Elbow | EA | 1060.5 | 53514202330 | 79 | LB
14449 | Pipe,Pvc 24"Dia X 18" Ultra Ribbed | EA | 578.5 | 53514195007 | 19 | LB
14450 | Pipe,Pvc 30"Dia X 18" Ultra-Core | EA | 331 | 53514183493 | 45 | LB
14456 | Plate,Guide-EZ Out Rails/1.25"-3"/S.S. | EA | 234.5 | 53514171346 | 2 | LB
14462 | Cord Term&Seal 230V/1Ph/Man Run/"820-682 | EA | 393.5 | 53514124526 | 10.2 | LB
14470 | Shield,Orifice 4" For 1.25" Pipe | EA | 8.5 | 53514272197 | 0.2083 | LB
14478 | Cap,Protector-2"/White/Plastic | EA | 2.5 | 53514298593 | 0.01 | LB
14479 | Hardware Pak,507 Pump Mounting | EA | 14.5 | 53514128852 | 0.2 | LB
14480 | Hardware Pak,F&W Fitting | EA | 72 | 53514128869 | 1.5 | LB
14482 | Elbow,Close Quarter/3" Vert Discharge/39 | EA | 388 | 53514128807 | 6 | LB
14502 | Seal,Pipe-.375"(For 1" Hole) | EA | 10.5 | 53514140496 | 0.05 | LB
14503 | Seal,Pipe-.5"(For 1.25" Hole) | EA | 8.5 | 53514131098 | 0.07 | LB
14504 | Seal,Pipe-.75" (For 1.25"Hole) | EA | 26 | 53514140472 | 0.07 | LB
14505 | Seal,Pipe-1" (For 1.75" Hole) | EA | 13 | 53514140489 | 0.08 | LB
14513 | Clamp,Pipe & Tether For Flt Sw | EA | 13 | 53514125363 | 0.15 | LB
14520 | Switch,Flt/115V/Vert Master/30'/2-Stp/Sm | EA | 93 | 53514125790 | 2.75 | LB
14530 | Cord Term&Seal 115V/20'/18-3 SJTW or SJT | EA | 96 | 53514126094 | 2.7 | LB
14531 | Cord Term&Seal 230V/20'/16-3 SOW/15A Plu | EA | 168.5 | 53514126100 | 2.7 | LB
14532 | Stator W-Screws 115V/1Ph/.4Hp/"152" | EA | 96 | 53514126117 | 6.5 | LB
14534 | Stator W-Screws 115V/1Ph/.5Hp/"153" | EA | 111 | 53514126131 | 7.3 | LB
14536 | Rotor & Bearing Asm 115/230V/1Ph/.4Hp/"1 | EA | 40 | 53514126155 | 4 | LB
14538 | Rebuild Kit 115V/"152/153" | EA | 177 | 53514126193 | 8 | LB
14539 | Rebuild Kit 230V/"152/153" | EA | 249 | 53514126209 | 8 | LB
14553 | Gasket,Case/Cover/Viton | EA | 8.5 | 53514170103 | 0.02 | LB
14554 | Seal,Shaft-Asm .5" Dia/HT/VitonJohn Cran | EA | 114.5 | 53514170110 | 0.053 | LB
14555 | Gasket,Case/Cover/Viton "130/260" | EA | 18.5 | 53514170127 | 0.02 | LB
14556 | Seal,Mtr Hsg/Viton | EA | 7.5 | 53514170134 | 0.01 | LB
14561 | Fitting,Galv Bushing-Reducer 1.5"MPT X 1 | EA | 13.5 | 53514209735 | 1.5 | LB
14582 | Fitting,Pvc 1.25" 90D Elbow/Sch 80 | EA | 16.5 | 53514254827 | 0.1 | LB
14583 | Fitting,Pvc 1.25" Adpt/MPT X Slip/Sch 80 | EA | 26 | 53514254841 | 0.1 | LB
14591 | Seal,Sq-Ring Seal Plate "840"/Viton | EA | 18.5 | 53514333867 | 0.01 | LB
14592 | Seal,Sq-Ring Cover "840"/Viton | EA | 17.5 | 53514173180 | 0.02 | LB
14597 | Seal,Cord-Asm | EA | 3 | 53514128791 | 0.2 | LB
14601 | Relay & Wiring Diagram/"820/6820" Grinde | EA | 71.5 | 53514131609 | 1 | LB
14605 | Pin,Cotter 3/32 X 1"Long/SS | EA | 0.5 | 53514135805 | 0.01 | LB
14628 | WM1211/115V/1Ph/Vfs/PSF/Zco(1101RP)/05-0 | EA | 650.5 | 54757053789 | 12.5 | LB
14643 | Connector,Wirenut/Water-Proof King Safet | EA | 3 | 53514185978 | 0.01 | LB
14646 | Shield,Orifice 3" For 1" Pipe/Slotted | EA | 7.5 | 53514180140 | 0.125 | LB
14647 | Shield,Orifice 4" For 1.25" Pipe/Slotted | EA | 10.5 | 53514272173 | 0.2083 | LB
14649 | Cord Term&Seal 230V/35'/16-3 SOW-A/1Ph | EA | 356 | 53514130961 | 3.6 | LB
14658 | Fitting,S.S. 1.25" NPT Tee/Female | EA | 67.5 | 53514484149 | 0.45
14665 | Cordage Term&Seal 35'Cd/14-4 SO/3Ph/Non- | EA | 334.5 | 53514131340 | 7.2 | LB
14666 | Cordage Term&Seal/35'Cd/18-5 Soo-A/M&T S | EA | 189.5 | 53514131357 | 4.3 | LB
14669 | Cord Term&Seal 200V/25' Cd/16-3 SOW | EA | 131 | 53514131395 | 2.6 | LB
14670 | Tag,Id-Blank Sewage Kw/P1 & Kw/P2 Zco | EA | 2 | 53514462918 | 0.015 | LB
14673 | Bearing,Radial-6303 Greased And Sealed | EA | 11.5 | 53514131722 | 0.254 | LB
14675 | Seal,Shaft Carbon/Sc Buna-N | EA | 67 | 53514132033 | 0.2 | LB
14676 | Carton,"WM1211"/Plain White | EA | 18.5 | 53514328016 | 0.737 | LB
14685 | Mat,Underlay Protection/6.0 Oz/15' X | EA | 16.5 | 53514200848 | 192 | LB
14690 | Conduit & Wire Asm/.5"/9-Wire/50' | EA | 674 | 53514347512 | 0
14700 | Fitting,Reducing Bushing.75" Spigot X .5 | EA | 8 | 53514193850 | 0.04 | LB
14732 | Hose,Discharge Kit W/O Instructions | EA | 27 | 53514132170 | 2.875 | LB
14736 | Hardware Pack-Homeguard/SS Rod | EA | 51 | 53514140403 | 0.342 | LB
14740 | Guide Asm,Flt Rod/Homeguard | EA | 21.5 | 53514131876 | 0.01 | LB
14742 | Flt Rod Asm/Homeguard | EA | 163 | 53514131890 | 0.17 | LB
14749 | Guide,Rubber-Flt Rod/Model 211 | EA | 1.5 | 53514170073 | 0.01 | LB
14750 | Rod,Float-(1)Tapped Hole | EA | 8 | 53514262693 | 0.01 | LB
14759 | Pipe,Discharge-Asm/131 | EA | 19.5 | 53514198688 | 0.5 | LB
14761 | Cover & Cord 115V/1Ph/"2282" | EA | 331 | 53514135461 | 12.1 | LB
14762 | Cover & Cord 230V/1Ph/"2282" | EA | 344 | 53514135478 | 12.1 | LB
14767 | Switch,Mech Flt/SPB/115V/10'Cd/13Amp/.5H | EA | 85.5 | 53514315115 | 2.4 | LB
14768 | Switch,Mech Flt/SPB/230V/10'Cd/12Amp/.5H | EA | 99.5 | 53514305758 | 1.342 | LB
14769 | Float Switch Asm/115V/HT/2057/2098/2137 | EA | 106 | 53514191382 | 1.4 | LB
14773 | Float Switch Asm/115V/2057/2098/2137/238 | EA | 114 | 53514137175 | 1.4 | LB
14774 | Float Switch Asm/230V/2057/2098/2137/228 | EA | 127.5 | 53514137182 | 1.4 | LB
14785 | Pad,Packing/140/150 Series | EA | 8 | 53514485207 | 1 | LB
14810 | Pipe,Pvc 4" X 10'/Slotted/Sdr 35/Bell En | EA | 242.5 | 53514195090 | 20.1 | LB
14814 | Pipe,Pvc 4" X 42" Sdr 35 | EA | 59.5 | 53514195106 | 2 | LB
14815 | Pipe,Pvc 4" X 3" Sdr 35 | EA | 16.5 | 53514195113 | 0.04 | LB
14817 | Board,Circuit-Rhombus Control Panel/10-1 | EA | 366.5 | 53514132095 | 1 | LB
14818 | Circuit,Board,-Rhombus Control Panel/10- | EA | 470 | 53514132101 | 0.5 | LB
14824 | Disconnect,1.25"V/S.S./Plate Asm/EZ Out/ | EA | 931.5 | 53514132965 | 12 | LB
14825 | Disconnect,1.5"V/S.S./Plate Asm/EZ Out/3 | EA | 1037.5 | 53514132972 | 14 | LB
14830 | Distal Pressure,Asm .75"/Splitter Adj T | EA | 82 | 53514133580 | 1.1 | LB
14837 | Plate,Access-Blank 16" For 12 Ga. Cover | EA | 188 | 53514133146 | 10 | LB
14839 | Housing,Pump-Mach "840" Grinder/Hor Disc | EA | 295 | 53514349561 | 11.76 | LB
14862 | Impeller Brass "294" | EA | 269.5 | 53514134105 | 2.7 | LB
14863 | Impeller Asm/Br/3Ph "294" | EA | 275 | 53514134112 | 2.7 | LB
14864 | Module,Seal Fail/Rhombuspn 1003063 | EA | 297 | 53514133818 | 1 | LB
14868 | Seal,Foam .375"X.125"X 65" Min/18"Dia/Ps | EA | 22 | 53514311209 | 0.01 | LB
14869 | Seal,Pipe-2"(For 3.73"Hole)/Econo Basin | EA | 11.5 | 53514138080 | 0.01 | LB
14870 | Seal,Pipe-3"(For 3.73"Hole)/Econo Basin | EA | 14 | 53514367022 | 0.01 | LB
14871 | Hardware Pak,18"Dia/2&3V2D/For 17-0411/E | EA | 54.5 | 53514138431 | 0.25 | LB
14879 | Pipe,Pvc 4" X 72" Sdr 35 | EA | 93 | 53514195120 | 3 | LB
14914 | Plate,Insp-22" W-3"Psl/(For 17-0076 Cove | EA | 653 | 53514135379 | 13 | LB
14915 | Plate,Access-22"(For 17-0076 Cover) | EA | 382.5 | 53514135386 | 13 | LB
14917 | Contactor,Furnas 3Rt1025-1Ak60 | EA | 442 | 53514140939 | 2 | LB
14918 | Circuit Breaker,Square D/Qou225 | EA | 93 | 53514140946 | 1 | LB
14919 | Circuit Breaker,Square D/Qou120 | EA | 87 | 53514140953 | 1 | LB
14920 | Circuit Breaker,Square D/Qou220 | EA | 93 | 53514140960 | 1 | LB
14921 | Switch,Motor Protector/Siemens 3Rv1021-1 | EA | 439 | 53514140977 | 2 | LB
14922 | Switch,Motor Protector/Siemens 3Rv1021-B | EA | 439 | 53514140984 | 2 | LB
14924 | Switch,Motor Protector/Siemens 3Rv1021-1 | EA | 161 | 53514141004 | 2 | LB
14926 | Switch,Motor Protector/Siemens 3Rv1021-1 | EA | 439 | 53514141028 | 2 | LB
14927 | Switch,Motor Protector/Siemens 3Rv1021-1 | EA | 161 | 53514141035 | 2 | LB
14928 | Switch,Motor Protector/Siemens 3Rv1021-1 | EA | 439 | 53514141042 | 2 | LB
14929 | Switch,Motor Protector/Siemens 3Rv1021-1 | EA | 161 | 53514141059 | 2 | LB
14932 | Circuit Board,Control/Rhombus P/N 100971 | EA | 750 | 53514141080 | 1 | LB
14951 | Hardware Pak,18"Dia/3V3D/Split/(For 17-0 | EA | 84.5 | 53514145248 | 2.5 | LB
14952 | Hardware Pak,18"Dia/3V2D(For 17-0419,17- | EA | 84.5 | 53514180225 | 2.5 | LB
14953 | Plate,Access-22"W-4"Hole(For 3"Psl) 17-0 | EA | 411.5 | 53514136208 | 13 | LB
14955 | WM266 115V/1P/Vfs/cCSAus/(Replace 100/ | EA | #N/A | 53514136512 | 42 | LB
14958 | PPL,Auto-HT/Flt Rod Extended Length/Per | EA | 23 | 53514405540 | 0
14959 | PPL,Auto-HT/Flt Rod Extended Lgth/Per 3 | EA | 23.5 | 53514405564 | 0
15016 | Shaft,SS-30" Lg "15" | EA | 126.5 | 53514008833 | 2 | LB
15017 | Shaft,SS-26.875" Lg '15' | EA | 65.5 | 53514008840 | 1.6 | LB
15023 | Plug,Test-Brass 1/8-27 NPT | EA | 5 | 53514145224 | 0.148 | LB
15025 | Rotor & Brg Asm/115/230V/1Ph/"6140/6270" | EA | 122.5 | 53514136802 | 5 | LB
15026 | Housing,Mtr-&Str 200V/3Ph/Mst Sen/.5Hp/6 | EA | 599 | 53514136833 | 24.2 | LB
15027 | Rotor & Brg Asm/200-460V/3Ph/.5Hp/DS | EA | 173.5 | 53514136840 | 4.5 | LB
15029 | Capacitor,161-193Uf/220-250Vac/(3.38"X 2 | EA | 53.5 | 53514342241 | 0.47 | LB
15030 | Capacitor,40Uf/370Vac/(Size Req 3.75"X1. | EA | 52 | 53514468484 | 0.4 | LB
15031 | Capacitor,20Uf/370Vac/(Size 2.625"X1.75" | EA | 39 | 53514180485 | 0.2 | LB
15032 | Adapter,Plug & Res/W Mst Sen/"6140" | EA | 240 | 53514136857 | 17 | LB
15069 | Seal,Pipe Boot 4" To 6" | EA | 111 | 53514152109 | 0.5 | LB
15070 | Seal,Pipe Boot 1" To 3" | EA | 85.5 | 53514151546 | 0.462 | LB
15076 | Seal,Conduit .75"Liquid-Tight/Nonmetalli | EA | 58.5 | 53514187378 | 0.13 | LB
15077 | Box,Junction-Molded/Lb .75" Pvc W-Seal | EA | 21.5 | 53514193867 | 0.41 | LB
15078 | Box,Junction-Molded/Lb 1.0" Pvc W-Seal | EA | 22.5 | 53514185985 | 0.041 | LB
15089 | Pipe,Electrical Pvc .75"X 3" Sch 40 | EA | 8 | 53514193874 | 0.06 | LB
15090 | Pipe,Electrical Pvc 1" X3.75" Sch 40 | EA | 8.5 | 53514185992 | 0.06 | LB
15091 | Fitting,Ele Pvc Rdg Bushing/1"M Slip X . | EA | 11.5 | 53514186005 | 0.07 | LB
15095 | Fitting,Ele Pvc Rdg Bushing/2"M Slip X . | EA | 35 | 53514195335 | 0.24 | LB
15133 | Screw,Stator 8-32 X 2.13" Lg | EA | 2.5 | 53514169688 | 0.01 | LB
15145 | Rebuild Kit "4294/6294"/W-O Mst Sn | EA | 267.5 | 53514137670 | 8 | LB
15147 | Impeller-Plastic "151" | EA | 9 | 53514169701 | 0.5 | LB
15154 | Relay,Potential-230V/1Ph171-184V P-U 40- | EA | 107 | 53514144043 | 0.314 | LB
15155 | Relay,Potential-230V/1Ph239-270V P-U/50- | EA | 110.5 | 53514144050 | 0.5 | LB
15156 | Relay,Potential-230V/1Ph/280-320V P-U/12 | EA | 118 | 53514141424 | 0.5 | LB
15178 | Nut,3/8"-16 316SS | EA | 1 | 53514141974 | 0.016 | LB
15187 | Seal,O-Ring EZ Out(115-3)For 3"& 3"Hor D | EA | 2 | 53514166991 | 0.2 | LB
15188 | Seal,O-Ring EZ Out(115-1)For 1.25/1.5/2" | EA | 11 | 53514144685 | 0.2 | LB
15192 | Clamp,Cord Seal-Mach 180 Frame/8Ga Cord | EA | 148 | 53514307035 | 4.9 | LB
15194 | Housing,Upper Bearing-Mach/180 Frame | EA | 394 | 53514312930 | 20 | LB
15196 | Housing,Mtr-Mach/180 Frame | EA | 1678 | 53514379742 | 73.25 | LB
15198 | Adapter-Mach/180 Frame | EA | 1765 | 53514244170 | 38 | LB
15200 | Plate,Seal-Mach/180 Frame | EA | 308 | 53514193331 | 21.5 | LB
15203 | Impeller-Mach SO 7.000" Dia/2.5 Sol/1Ph | EA | 221.5 | 53514218607 | 0
15204 | Impeller-Mach SO/6.875" Dia/2.5 Sol/1Ph | EA | 221.5 | 53514152826 | 6 | LB
15205 | Impeller-Mach SO 6.750" Dia/2.5 Sol/1Ph | EA | 221.5 | 53514172909 | 6.125 | LB
15207 | Impeller-Mach SO 6.500" Dia/2.5 Sol/1Ph | EA | 221.5 | 53514319908 | 7.5 | LB
15208 | Impeller-Mach SO 6.375" Dia/2.5 Sol/1Ph | EA | 221.5 | 53514148577 | 6 | LB
15209 | Impeller-Mach SO 6.250" Dia/2.5 Sol/1Ph | EA | 221.5 | 53514226251 | 5.938 | LB
15211 | Impeller-Mach SO 6.000" Dia/2.5 Sol/1Ph | EA | 221.5 | 53514336684 | 5.88 | LB
15213 | Impeller-Mach SO 5.750" Dia/2.5 Sol/1Ph | EA | 221.5 | 53514154622 | 5.8 | LB
15214 | Impeller-Mach SO 5.625" Dia/2.5 Sol/1Ph | EA | 221.5 | 53514207342 | 3.915 | LB
15216 | Impeller-Mach SO 5.375" Dia/2.5 Sol/1Ph | EA | 221.5 | 53514162610 | 5.5 | LB
15218 | Impeller-Mach SO 5.250" Dia/2.5 Sol/1Ph | EA | 221.5 | 53514220921 | 3.41 | LB
15220 | Impeller-Mach SO 5.000" Dia/2.5 Sol/1Ph | EA | 221.5 | 53514240646 | 5.19 | LB
15221 | Impeller-Mach SO 4.875" Dia/2.5 Sol/1Ph | EA | 221.5 | 53514149376 | 5.13 | LB
15222 | Impeller-Mach SO 4.750" Dia/2.5 Sol/1Ph | EA | 221.5 | 53514206918 | 2.895 | LB
15224 | Impeller-Mach SO 4.500" Dia/2.5 Sol/1Ph | EA | 202 | 53514335274 | 0
15227 | Impeller-Mach SO 7.000" Dia/3.0 Sol/3/16 | EA | 326.5 | 53514219574 | 7.25 | LB
15229 | Impeller-Mach SO 6.750" Dia/3.0 Sol/3/16 | EA | 265.5 | 53514320737 | 7.125 | LB
15230 | Impeller-Mach SO 6.625" Dia/3.0 Sol/3/16 | EA | 265.5 | 53514463496 | 0
15231 | Impeller-Mach SO 6.500" Dia/3.0 Sol/3/16 | EA | 265.5 | 53514381370 | 0
15232 | Impeller-Mach SO 6.375" Dia/3.0 Sol/3/16 | EA | 265.5 | 53514172497 | 6.125 | LB
15234 | Impeller-Mach SO 6.125" Dia/3.0 Sol/3/16 | EA | 265.5 | 53514175917 | 6 | LB
15235 | Impeller-Mach SO 6.000" Dia/3.0 Sol/3/16 | EA | 265.5 | 53514320102 | 0
15237 | Impeller-Mach SO 5.750" Dia/3.0 Sol/3/16 | EA | 265.5 | 53514211370 | 6 | LB
15238 | Impeller-Mach SO 5.625" Dia/3.0 Sol/3/16 | EA | 265.5 | 53514154424 | 5.75 | LB
15239 | Impeller-Mach SO 5.500" Dia/3.0 Sol/3/16 | EA | 265.5 | 53514235109 | 5.3 | LB
15243 | Impeller-Mach SO 5.125" Dia/3.0 Sol/3/16 | EA | 265.5 | 53514234829 | 5.1 | LB
15246 | Impeller-Mach SO 4.750" Dia/3.0 Sol/3/16 | EA | 265.5 | 53514317102 | 0
15250 | Rotor 230V/1Ph/1750/6.25"Fr/5.00"Stack | EA | 704.5 | 53514172503 | 16 | LB
15252 | Pin,Spring .0625"Dia X .75" Steel | EA | 0.5 | 53514305970 | 0.0003 | LB
15261 | Sensor,Moisture Kit/61Hd/62Hd/7100 Serie | EA | 70 | 53514151164 | 0.2 | LB
15262 | Spring,Wave 2" OD/Carbon Steel | EA | 17 | 53514368142 | 0.1 | LB
15266 | Cover & Cord 25'Cd/12-4/Sen 18-5/140 Fra | EA | 1527 | 53514198626 | 38 | LB
15267 | Cover & Cord 25'Cd/12-4/Ring Term/Sen/18 | EA | 1529.5 | 53514238650 | 0
15268 | Cover & Cord 25'Cd/8-4/Sen 18-5/140 Fr/E | EA | 1884.5 | 53514205058 | 38 | LB
15272 | Cover & Cord 50'Cd/12-4/Sen 18-5/140 Fra | EA | 1710.5 | 53514208318 | 46 | LB
15273 | Cover & Cord 50'Cd/12-4/Ring Term/Sen 18 | EA | 1713 | 53514193256 | 46.8 | LB
15274 | Cover & Cord 50'Cd/8-4/Sen 18-5/140 Fr/ | EA | 2467.5 | 53514254018 | 48 | LB
15299 | Seal,O-Ring Set 320 Fr/Reliance Motor/Bu | EA | 79 | 53514176266 | 0.5 | LB
15300 | Seal,Shaft Inner 320 Fr/Reliance Motor | EA | 4493.5 | 53514176273 | 0.5 | LB
15301 | Seal,Shaft Outer 320 Fr/Reliance Motor | EA | 6197.5 | 53514176297 | 1 | LB
15302 | Bearing,Top 320 Fr/Reliance Motor | EA | 147.5 | 53514176303 | 5 | LB
15303 | Bearing,Bottom 320 Fr/Reliance Motor | EA | 3534.5 | 53514176310 | 17 | LB
15304 | Plug,Ele Moisture Sensor320 Fr/Reliance | EA | 304.5 | 53514176327 | 0.5 | LB
15305 | Wire,Ele Moisture Sensor320 Fr/Reliance | EA | 0.5 | 53514176334 | 0.1 | LB
15316 | Rotor 200-230-460-575/3P/1750/7.5"Fr/3.2 | EA | 1096.5 | 53514251314 | 24 | LB
15319 | Rotor 200-230-460-575/3P/1750/7.5"Fr/5.2 | EA | 1383 | 53514193300 | 33 | LB
15321 | Rotor 230/1P/1750/7.5"Fr/5.0"Stack | EA | 1580.5 | 53514434144 | 31 | LB
15324 | Clamp,Cord Seal-Mach/180Frame/12Ga Cord | EA | 109.5 | 53514307011 | 4.9 | LB
15325 | Clamp,Cord Seal-Mach/180Frame/4Ga Cord | EA | 148 | 53514352462 | 4.9 | LB
15326 | Seal,Cord 180 Frame/12 Gauge Cord | EA | 17 | 53514306991 | 0.304 | LB
15327 | Seal,Cord 180 Frame/8 Gauge Cord | EA | 16.5 | 53514284381 | 0.296 | LB
15328 | Seal,Cord 180 Frame 4 Gauge Cord | EA | 16.5 | 53514352455 | 0.267 | LB
15330 | Housing,Pump-Mach/180 Frame/Drypit/4" Di | EA | 1228 | 53514167103 | 81 | LB
15331 | Bearing,Radial 5309 | EA | 349 | 53514193515 | 3.1 | LB
15332 | Ring,Snap 4.358 OD/Steel | EA | 17 | 53514193546 | 1 | LB
15335 | Terminal,Ring #10 For #4 Wire | EA | 5 | 53514452452 | 0.01 | LB
15336 | Wire,Jumper 8Ga X 4" | EA | 24.5 | 53514364854 | 0
15337 | Seal,Ring 6.234 Id-259 Buna | EA | 8.5 | 53514190293 | 0.01 | LB
15338 | Seal,Ring 9.234 Id-271 Buna | EA | 8 | 53514193522 | 0.01 | LB
15339 | Seal,Ring 9.734 Id-273 Buna | EA | 7 | 53514193539 | 0.01 | LB
15340 | Seal,Ring 6.234 Id-259 Viton | EA | 17.5 | 53514242237 | 0.5 | LB
15341 | Seal,Ring 9.234 Id-271 Viton | EA | 25 | 53514242213 | 0.5 | LB
15342 | Seal,Ring 9.734 Id-273 Viton | EA | 27.5 | 53514338046 | 0
15345 | Cover & Cord 25'Cd/12-4/Sensor 18-5/180 | EA | 1393 | 53514190309 | 50.5 | LB
15346 | Cover & Cord 25'Cd/8-4/Sensor 18-5/180 F | EA | 1719 | 53514211769 | 50 | LB
15347 | Cover & Cord 25'Cd/4-4/Sensor 18-5/180 F | EA | 2321 | 53514223519 | 0
15351 | Switch,Flt Narrow Angle/HT/N.O./10A/Wgt/ | EA | 289 | 53514137977 | 5 | LB
15353 | Cord Term&Seal 230V/1Ph/Auto | EA | 207.5 | 53514138066 | 3.1 | LB
15391 | Kit,Replacement Impeller& Gasket/310/311 | EA | 11.5 | 53514138677 | 0.25 | LB
15392 | Plate,Access-22"W-3"Disc Psl/Elect Grmt/ | EA | 420.5 | 53514138660 | 13 | LB
15419 | Switch,Mech Flt/115/230V/NO/20'Cd WO Plu | EA | 95 | 53514140670 | 3 | LB
15421 | Switch,Vert Master/115/230V/20'Cd WO Plu | EA | 118.5 | 53514140694 | 2.25 | LB
15462 | Pipe,Pvc 2" X 16.375" Sch 40 | EA | 28 | 53514467319 | 0
15464 | Housing, Motor-Plastic/Non-Auto "Md 72/7 | EA | 28.5 | 53514281779 | 0.844 | LB
15476 | Stabilizer,Toilet-Plate | EA | 36 | 53514147389 | 2.4 | LB
15480 | WM152 115V/1Ph/Vfs/Service Part/(Dp135) | EA | 575 | 53514151249 | 39 | LB
15485 | Hardware Pak,WM152/Drain Pump 135 | EA | 54 | 53514154240 | 0.5 | LB
15498 | Tank,QJ Ultima/W-Inlet Hole/"203" | EA | 130 | 53514343446 | 8.86 | LB
15499 | Cover,QJ Ultima/"202" | EA | 46 | 53514338985 | 0
15504 | Cover,Plastic/"202" | EA | 26.5 | 53514365639 | 0.412 | LB
15505 | Housing,Mtr-Plastic Upper "202"/Green | EA | 46.5 | 53514367480 | 0.95 | LB
15535 | Seal,O-Ring(Metric 44.7X3.5Mm)1.5"Union | EA | 1.5 | 53514200060 | 0.1 | LB
15536 | Seal,O-Ring(Metric 57X 3.5Mm)/2.0"Union | EA | 3.5 | 53514200053 | 0.1 | LB
15555 | Contact,Furnas 42Cf15A1 | EA | 185.5 | 53514141530 | 1 | LB
15559 | Circuit Breaker,Square D/Qou130 | EA | 62 | 53514141578 | 1 | LB
15560 | Circuit Breaker,Square D/Qou215B | EA | 93 | 53514141585 | 1 | LB
15562 | Circuit Breaker,Square D/Qou250 | EA | 93 | 53514141608 | 1 | LB
15564 | Switch,Motor Protector Siemens 3Rv1021-4 | EA | 519.5 | 53514141622 | 2 | LB
15565 | Switch,Motor Protector/Siemens 3Rv1021-4 | EA | 519.5 | 53514141639 | 2 | LB
15591 | Cordage Term&Seal/50'Cd/18-5 Soo-A/M&T S | EA | 243 | 53514141400 | 6.2 | LB
15593 | Pipe,Pvc 2" X 36" Sch 40 | EA | 45.5 | 53514141837 | 2.04 | LB
15595 | Wire Pkg (7)Wires/P-I/Ex Pr | EA | 63 | 53514143268 | 0.01 | LB
15596 | Wire Pkg (2)Wires/P-F/14Ga | EA | 8 | 53514143275 | 0.01 | LB
15608 | Cover & Cord 230V/1Ph/Na/"820/6820"/Glan | EA | 426 | 53514142285 | 14.1 | LB
15609 | Cover & Cord 200V/1Ph/Na/"820/6820"/Glan | EA | 390 | 53514142308 | 14.1 | LB
15610 | Cover,Cord & Flt Sw/230V/1Ph/"820/6820"/ | EA | 614.5 | 53514142346 | 15.2 | LB
15611 | Cover,Cord & Flt Sw/200V/1Ph/"820/6820"/ | EA | 684.5 | 53514142360 | 15.2 | LB
15612 | Cover-Mach & Hdl Asm/12-14Ga/Na/"820/682 | EA | 186.5 | 53514142278 | 11 | LB
15613 | Cover-Mach & Hdl Asm/12-14Ga/Auto/820/68 | EA | 184 | 53514142377 | 11 | LB
15614 | Cord Term&Seal 230V/1Ph/Na/"820-6820"/Gl | EA | 159.5 | 53514142261 | 3.6 | LB
15615 | Cordage Term&Seal 200V/1Ph/Na/"820/6820" | EA | 123.5 | 53514142292 | 3.6 | LB
15619 | Hardware Pak,Float Tree Asm | EA | 36 | 53514441234 | 0
15626 | Drip Line,.5" X 500'Roll/24"Emitters/GEo | EA | 611.5 | 53514194543 | 19 | LB
15627 | Fitting,Drip Line Adapter/.5"Tubing/.75 | EA | 3.5 | 53514279493 | 0.0625 | LB
15631 | Upper Pipe Asm,Float Tree | EA | 66 | 53514441241 | 0
15632 | Cord Term&Seal 230V/1Ph/Auto/"820/6820"/ | EA | 147.5 | 53514142339 | 3.6 | LB
15633 | Cordage Term&Seal 200V/1Ph/Aoto/"820/682 | EA | 122.5 | 53514142353 | 3.6 | LB
15634 | Seal,Cord Asm&Str Rlf/12-3/12-4/14-3/14- | EA | 54.5 | 53514151881 | 0.2 | LB
15635 | Seal,Cord Asm&Str Rlf/12-3/14-3/14-4/14- | EA | 85.5 | 53514142384 | 0.2 | LB
15636 | Cover & Cordage 1Ph/14-5/Ex Pr/20'/Pin | EA | 864 | 53514356231 | 0
15637 | Cover & Cordage 3Ph/14-8/Ex Pr/20'/Pin | EA | 886.5 | 53514253752 | 14 | LB
15657 | Cover & Cordage 1Ph/14-5/Ex Pr/Pin/Handl | EA | 834 | 53514159382 | 19.4 | LB
15658 | Cover & Cordage 3Ph/14-8/Ex Pr/Pin/Handl | EA | 856.5 | 53514159443 | 21.9 | LB
15659 | Cover & Cordage 1Ph/12-5/Ex Pr/Pin/Handl | EA | 793.5 | 53514159450 | 21.4 | LB
15662 | Plug,Test-Brass 1/4-18Npt L1+4/L1+5 | EA | 7 | 53514150938 | 0.1 | LB
15664 | Cover & Cordage 1Ph/14-5/Ex Pr/25'/Pin | EA | 897 | 53514316785 | 0
15665 | Cover & Cordage 3Ph/14-8/Ex Pr/25'/Pin | EA | 931 | 53514467470 | 0
15668 | Plate,Frp Rail Mtg-Mach/Polyrib Basin | EA | 244.5 | 53514162771 | 3 | LB
15705 | Cord Term&Seal 115V/10'/16-3 SJOW/1Ph | EA | 39.5 | 53514143022 | 1.6 | LB
15707 | Seal,Cord-Asm "WM142" | EA | 3.5 | 53514143046 | 0.2 | LB
15708 | Switch,Vert Flt & Seal "WM142" | EA | 89 | 53514143053 | 2 | LB
15738 | Housing,Mtr-&Str 460V/3P/1750/6.25"Fr/5" | EA | 1951.5 | 53514319458 | 0
15739 | Housing,Mtr-&Str 460V/3P/1750/6.25"Fr/3" | EA | 1704.5 | 53514192976 | 69 | LB
15743 | Box,Auto Flushing Headworks | EA | 3193 | 53514143770 | 45 | LB
15748 | Cover & Gasket/139-Na | EA | 521.5 | 53514143923 | 5.2 | LB
15749 | Impeller Asm 3Ph "139" | EA | 403 | 53514143930 | 3.4 | LB
15759 | Pipe,Pvc 1.5" X 24" Sch 40 w/Weep Hole | EA | 27 | 53514302115 | 1.5 | LB
15767 | Label,"Packing Peanuts" | EA | 0.5 | 53514329945 | 0.01 | LB
15792 | Fitting,Pvc/Reducing Elbow/1.5"Slp X 1"S | EA | 10 | 53514180119 | 0.1 | LB
15800 | Housing,Pump-Mach "841/7013" | EA | 203.5 | 53514170141 | 12 | LB
15801 | Impeller-Mach "841/7013/842/7012"/Br | EA | 472.5 | 53514170158 | 5.3 | LB
15802 | Seal,Pipe-1.5"(For 3.73" Hole) | EA | 11.5 | 53514288457 | 0.13 | LB
15803 | Rebuild Kit WD & Wh 820/6820/(09/02-05/0 | EA | 242 | 53514144487 | 9 | LB
15804 | Rebuild Kit E & I "820/6820"/(09/02-05/0 | EA | 223.5 | 53514144449 | 9 | LB
15805 | Seal,Cord-Ni.Pl.Brass (.35-.63 Dia. Rang | EA | 53.5 | 53514144616 | 0.172 | LB
15806 | Seal,Conduit-Ni.Pl.Brass(.51-.71 Dia.Ran | EA | 67.5 | 53514144623 | 0.17 | LB
15825 | Cover-Mach W-Sensor "840"/Gland | EA | 147 | 53514145514 | 7.6 | LB
15826 | Cover & Cord 200/230V/1P/"840"/Gland | EA | 645.5 | 53514145460 | 16 | LB
15827 | Cover & Cord 200/230/460/575/3Ph/"840"/G | EA | 571.5 | 53514145477 | 15.7 | LB
15828 | Cord Term&Seal 20'/14-4/3Ph/Nonauto/Glan | EA | 245 | 53514145491 | 4.9 | LB
15829 | Cordage Term&Seal/20'/14-6 SOW-A/"840"/G | EA | 307.5 | 53514145507 | 6.5 | LB
15830 | Case & Seal "840"/Gland | EA | 148.5 | 53514145521 | 8.3 | LB
15832 | Rebuild Kit "840"/1Ph/Retro | EA | 435.5 | 53514145576 | 9 | LB
15842 | Cover & Cord 35'Cd/200/230/460V/3Ph/Grin | EA | 660 | 53514145781 | 19.9 | LB
15846 | Kit,Brush Model 314 Utility Pump | EA | 12 | 53514146474 | 0.1 | LB
15850 | Hardware Pak,24-36"Dia/2V2D/Duplex | EA | 116 | 53514149079 | 3 | LB
15851 | Hardware Pak,24-36"Dia/3V3D/Duplex | EA | 116 | 53514169503 | 3 | LB
15853 | Hardware Pak,24-36"Dia/3V2D/Duplex | EA | 110.5 | 53514311407 | 3 | LB
15854 | Hardware Pak,36"Dia/2V2D/Sim/(For 17-045 | EA | 78.5 | 53514163365 | 3 | LB
15860 | Hardware Pak,18"Dia Blnk Poly Cover | EA | 40 | 53514171605 | 2 | LB
15877 | Mat,Underlay Protection 15' X 40' | EA | 794.5 | 53514412623 | 0
15886 | Seal,Pipe-4" Sdr/(For 5"Hole) | EA | 39 | 53514425005 | 0
15914 | Washer,Flat .344"ID X .688"OD X .065"/SS | EA | 0.5 | 53514321024 | 0.01 | LB
15931 | Fitting,Pvc 1" Slp X 1.25" MPT/Sch 40 | EA | 15.5 | 53514451172 | 0
15950 | Washer,PVC 1.27"OD X .156"Id .125Thk | EA | 3 | 53514317331 | 0
15959 | Washer,Nylon Blank/.75" OD X .062"Thk | EA | 1 | 53514253974 | 0.001 | LB
16042 | Strainer,Tee/1.5"/50 Mesh/Poly | EA | 107 | 53514263775 | 1 | LB
16088 | Cover & Cord 50'Cd/200/230/460/575/3P/84 | EA | 774 | 53514148461 | 27 | LB
16089 | Fabric,Landscape/54"Wide | EA | 1.5 | 53514171414 | 8 | LB
16102 | Housing,Mtr-&Str 460V/3Ph/.5Hp/MS/Emd | EA | 456 | 53514149796 | 25 | LB
16103 | Rebuild Kit Single Seal/Auto/160-405 | EA | 299 | 53514149802 | 8 | LB
16104 | Cover & Handle 12-14Ga/Na/Gland | EA | 152 | 53514149833 | 11 | LB
16105 | Cover & Handle 12-14Ga/MS/Gland | EA | 152 | 53514149840 | 11 | LB
16106 | Cover & Cordage 14Ga/1Ph/Na/50'/Gland | EA | 527.5 | 53514149857 | 19.5 | LB
16107 | Cover & Cordage 12Ga/1Ph/Na/50'/Gland | EA | 693.5 | 53514149871 | 24 | LB
16108 | Cover & Cordage 14Ga/3Ph/50'/Gland | EA | 661 | 53514149895 | 21 | LB
16109 | Cover & Cordage 12Ga/1Ph/50'/MS/Gland | EA | 871 | 53514149918 | 27 | LB
16110 | Cordage Term&Seal/14Ga/1Ph/Na/50'/Gland | EA | 288.5 | 53514149864 | 8.7 | LB
16111 | Cordage Term&Seal/12Ga/1Ph/Na/50'/Gland | EA | 454.5 | 53514149888 | 13.2 | LB
16112 | Cordage Term&Seal/14Ga/3Ph/50'/Gland | EA | 422 | 53514149901 | 10.5 | LB
16113 | Cover,Cord &Flt Sw/WD189-WD405/Gland | EA | 550 | 53514149925 | 6 | LB
16114 | Cover,Cord &Flt Sw/WD189-WD405/Eyebolt/G | EA | 550 | 53514149932 | 6.1 | LB
16115 | Cord Term&Seal 230V/1Ph/WD/Gland | EA | 158.5 | 53514149949 | 4 | LB
16116 | Cover & Cords 230V/(1)14Ga/20A/(1)16Ga/G | EA | 510.5 | 53514149956 | 18 | LB
16117 | Cover & Cordage/115V/1Ph/14Ga/15A/MS/25' | EA | 446 | 53514149963 | 16.9 | LB
16118 | Cover & Cordage/230V/1Ph/14Ga/15A/25'/Gl | EA | 401.5 | 53514149970 | 15 | LB
16119 | Cover & Cord 230V/1Ph/14Ga/20A/25'/Gland | EA | 395.5 | 53514149987 | 15 | LB
16120 | Cover&Cordage 230V/(1)14Ga/20A/(1)16Ga/2 | EA | 585.5 | 53514149994 | 17.1 | LB
16121 | Cover & Cordage 3Ph/14Ga/25'/Gland | EA | 426.5 | 53514150006 | 15.8 | LB
16122 | Cover-Mach & Handle Asm/(1)14Ga & (1)Std | EA | 153.5 | 53514150013 | 11 | LB
16123 | Cover&Cordage 230V/1P/14Ga/20A/Eyebolt/2 | EA | 413 | 53514150020 | 15.1 | LB
16124 | Cover&Cord 230V/14Ga-20A&16Ga/Eyebolt/25 | EA | 605 | 53514150037 | 17.1 | LB
16125 | Cover & Cordage 3Ph/14Ga/Eyebolt/25'/Gla | EA | 406 | 53514150044 | 15.8 | LB
16130 | Sealer,Primer/Epdm Liner/1-Gallon | EA | 300.5 | 53514326371 | 8 | LB
16131 | Sealer,Lap Caulk/Epdm Liner/Tube | EA | 26.5 | 53514326357 | 0
16132 | Sealer,2 Sided Splice Tape/Epdm Liner/10 | EA | 413 | 53514326333 | 5.01 | LB
16134 | Wire,Asm-P-P(1)Wire Y 5.5"Lg | EA | 6.5 | 53514152253 | 1 | LB
16135 | Cover & Cord 200/230V/1P | EA | 502 | 53514152260 | 14.2 | LB
16136 | Cutter & Disc Asm "841" | EA | 370.5 | 53514152277 | 2.6 | LB
16140 | Filter Holder Asm/Hi-Hd Step System | EA | 664 | 53514160999 | 15 | LB
16141 | Flapper,2"-Mach/Hi-Hd Step System | EA | 11.5 | 53514161002 | 0.4 | LB
16149 | Fitting,Pvc .75" X .75" X .50"/Snap On S | EA | 4.5 | 53514180232 | 0.4 | LB
16203 | Carton,507/1507 DC Pump | EA | 8.5 | 53514262570 | 0.891 | LB
16205 | Pipe,Corrugated Dual Wall/12" X 38" | EA | 135 | 53514388171 | 0
16223 | Pipe,Pvc .50" X 24" Sch 40 | EA | 12.5 | 53514332662 | 0.3 | LB
16244 | Rebuild Kit,DS/W&Wo Mst Sen/4290-429 | EA | 263.5 | 53514150181 | 9 | LB
16261 | Chamber,High Capacity/34"X75"X16"/Plasti | EA | 187.5 | 53514151133 | 0
16263 | Cap,Chamber End/High Capacity | EA | 45.5 | 53514367183 | 0
16268 | Distal Pressure Asm,1" | EA | 82.5 | 53514151157 | 1.8 | LB
16274 | Housing,Mtr&Str 460V/3Ph/1750/6.25"Fr/3. | EA | 1608.5 | 53514150648 | 70 | LB
16279 | Liner,Epdm 40' X 33'/45 Mil | EA | 4806 | 53514212827 | 376 | LB
16291 | Liner,Epdm 50' X 100' Roll/45 Mil | EA | 16445.5 | 53514326319 | 1425 | LB
16302 | Fitting,Pvc 2" Reducer Slp X 1.5"MPT/Sch | EA | 8 | 53514326456 | 0.2 | LB
16304 | Cover & Cordage 1Ph/14-5/Ex Pr/50'/Pin | EA | 1129 | 53514257620 | 26 | LB
16306 | Washer,Flat-SS.25 X 1"OD | EA | 0.5 | 53514448196 | 0
16320 | Sealer,Batten Cover Str Ip 6" X 100'Epdm | EA | 763 | 53514326340 | 0
16323 | Cord Term&Seal 50'Cd/14-4 SO/3Ph/Nonauto | EA | 410.5 | 53514152802 | 10.4 | LB
16360 | Liner,Epdm 40' X 50'/45 Mil | EA | 7118.5 | 53514326302 | 570 | LB
16376 | Carton,15" X 15" X 15" | EA | 12.5 | 53514214050 | 1.632 | LB
16385 | Pipe,Pvc .50" X 18" Sch 40 | EA | 10.5 | 53514369361 | 0
16426 | Cover,24"Dia/Tuf-Tite Onsite | EA | 92.5 | 53514370183 | 5 | LB
16436 | Conduit & Wire Asm .75"/13 Wire/75' | EA | 1823.5 | 53514186876 | 25 | LB
16450 | Cover & Cordage 3Ph/14-8/Ex Pr/50'/Pin | EA | 1183 | 53514185503 | 33.2 | LB
16470 | Screw,.5-13 X 2.75" HH Cap/SS | EA | 3.5 | 53514356736 | 0.17 | LB
16536 | Hardware Pak,18"Dia/Blnk/(For 17-0457) | EA | 33 | 53514351762 | 0.32 | LB
16548 | Fitting,PVC 1.5" Spigot X MPT Adapter/S | EA | 4.5 | 53514185763 | 1 | LB
16550 | Circuit Board,Control Rhombus P/N 100971 | EA | 278.5 | 53514160562 | 1 | LB
16577 | Floor Stand For Adjustable Hoist/1000 L | EA | 1268.5 | 53514161538 | 10 | LB
16583 | Oil,Dielectric-5 Gallon Can | EA | 305.5 | 53514161798 | 40 | LB
16584 | Hardware Pak,24"Dia X 12" Fg Ext/Polyrib | EA | 102.5 | 53514184568 | 1 | LB
16608 | Seal,Foam-Bsn Cvr/30"/Psa/1.5"X.25"/(For | EA | 54 | 53514170059 | 1 | LB
16611 | Hardware Pak,For Fg Extension For Fg Bas | EA | 54 | 53514418007 | 1 | LB
16659 | Pipe,Pvc 1" X 16" Sch 80 | EA | 28 | 53514241421 | 0
16666 | Cover & Cordage 3Ph/14-8/Ex Pr/35'/Pin | EA | 1035 | 53514352059 | 0
16673 | Rod,Float-Asm/Hi Hd Stepsystem | EA | 53.5 | 53514164454 | 1 | LB
16704 | Pipe,Pvc 1" X 35.5" Sch 40 | EA | 41.5 | 53514357870 | 1 | LB
16710 | Screw,Self-Tapping/SS/For Tuf-Tite Items | EA | 0.5 | 53514348335 | 0.01 | LB
16730 | Filter Holder Asm/96" Hi-Hd Step System | EA | 689.5 | 53514345907 | 0
16756 | Hardware Pak,18"Dia/3V2D/(For 17-0418,17 | EA | 63.5 | 53514164966 | 0.32 | LB
16764 | Leadwire Asm 50' 14-2G SJOW-A(1/2 -1 1/2 | EA | 399.5 | 53514164645 | 2 | LB
16766 | Hardware Pak,18"Dia/3V3D/(For 17-0516) | EA | 63.5 | 53514164973 | 0.38 | LB
16775 | Distr Pipe Asm/1"X103"W-C-O/.125"Orif@17 | EA | 189.5 | 53514180102 | 3.5 | LB
16777 | Distr Pipe Asm/1"X 120" W-Cplr/125"Orif@ | EA | 171 | 53514180089 | 3.7 | LB
16779 | Distr Pipe Asm 1"X120"W-Bell/.125"Orif@1 | EA | 169 | 53514180096 | 3.7 | LB
16797 | Fitting,PVC 2" 90D Elbow/Slip X Slip/Sch | EA | 9 | 53514203030 | 0.2 | LB
16801 | Bracket,Lifting Wire Form/840-6840/Sew/E | EA | 6.5 | 53514166519 | 0.165 | LB
16802 | Screw,.313-18 X 2.25" HH Cap/SS | EA | 1.5 | 53514179120 | 0.05 | LB
16803 | Bracket,Lifting & Hdwe/SS/404-405/840-68 | EA | 21.5 | 53514171971 | 0.01 | LB
16804 | Rebuild Kit,Sgl Sl/404-405/Na/1&3P/Wire | EA | 236.5 | 53514166571 | 11 | LB
16805 | Rebuild Kit,Dbl Sl/1&3Ph/4405/MS/Wire Fo | EA | 275.5 | 53514166625 | 11 | LB
16806 | Rebuild Kit, 840-841/1Ph/Gland/Wire Form | EA | 409.5 | 53514166632 | 7 | LB
16807 | Rebuild Kit,840-841/Sen/5-Wire/3P/Gland/ | EA | 404 | 53514166649 | 7 | LB
16867 | Plate,Mounting/Reliance/210 Frame To 180 | EA | 5653 | 53514167165 | 26 | LB
16879 | Arm,Switching/Auto/Ex Pr | EA | 27 | 53514311681 | 1 | LB
16880 | Washer,Cord-.812"Od/.505"Id/.062"Thk | EA | 6.5 | 53514311698 | 0.01 | LB
16881 | Pin,Roll .156"Dia X .75"/S.S. | EA | 0.5 | 53514211530 | 0.01 | LB
16882 | Rod,Float/Brass/Auto/Ex Pr | EA | 72.5 | 53514303570 | 0.2 | LB
16884 | Guide,Float Rod/Auto/Ex Pr/SS | EA | 42 | 53514331672 | 0.3 | LB
16885 | Guard,Auto/Ex Proof/S.S. | EA | 13 | 53514368258 | 0.655 | LB
16917 | Brushes,(Set)-Cim Motor/Aquanot | EA | 32.5 | 53514169572 | 0.01 | LB
16918 | Fuse,30A/Automotive Standard | EA | 2 | 53514169589 | 0.001 | LB
16926 | Cover & Cord 50'Cd/12-4/Sensor 18-5/180 | EA | 1575.5 | 53514209162 | 50.5 | LB
16927 | Cover & Cord 50'Cd/8-4/Sensor 18-5/180 F | EA | 2303.5 | 53514211264 | 74 | LB
16928 | Cover & Cord 50'Cd/4-4/Sensor 18-5/180 F | EA | 3461 | 53514211271 | 107 | LB
16930 | Cover & Cord 75'Cd/8-4/Sensor 18-5/180 F | EA | 2886.5 | 53514479336 | 0
16933 | Tubing,Shrink Zeus PTFE 1/2",Expanded Id | EA | 13.5 | 53514169848 | 0.01 | LB
16934 | Stator 230/460V/3Ph/1750/7.5"Frame/5.25" | EA | 2720 | 53514193317 | 64 | LB
16937 | Wire,Ele Moisture Sensor320 Fr/Reliance | EA | 0.5 | 53514176341 | 2 | LB
16938 | Seal,O-Ring/De Mtg Pl/320 Fr/Reliance Mo | EA | 315 | 53514176716 | 0.5 | LB
16939 | Seal,O-Ring/De Mtg Brkt/320 Fr/Reliance | EA | 341 | 53514176723 | 0.5 | LB
16940 | Plug,Pipe 1/4"NPT Zinc Pl Square Hd w/Se | EA | 2.5 | 53514313470 | 0.02 | LB
16945 | Sensor Thermo Asm 125C/62Hd | EA | 114.5 | 53514251338 | 0.02 | LB
16946 | Impeller-Mach SO 8.750" Dia/180Fr/3"Sol | EA | 542.5 | 53514183080 | 22 | LB
16947 | Impeller-Mach SO 8.750" Dia/Br/180Fr/3"S | EA | 660 | 53514183097 | 27 | LB
16949 | Shackle,Anchor Screw Pin/.5" 316 S.S. | EA | 166.5 | 53514214746 | 0.75 | LB
16956 | Housing,Pump-Mach 2"Vert Disc/140Fr/No | EA | 977 | 53514227579 | 37.44 | LB
16968 | Plate,Seal-Mach/180 Frame/Ex Pr | EA | 1058 | 53514466787 | 29.52 | LB
16990 | Ring,Snap 1.387 Id S.S. | EA | 31 | 53514466930 | 0.01 | LB
16998 | Cover & Cord 50'Cd/8-4/Sensor 18-5/180 F | EA | 3265.5 | 53514339968 | 0
17062 | Rebuild Kit 115V/"151" | EA | 180.5 | 53514169657 | 4 | LB
17063 | Rebuild Kit 230V/"151" | EA | 252.5 | 53514169664 | 4 | LB
17069 | Alarm,Horn SS 120V For Panel 10-1193 | EA | 114.5 | 53514169862 | 1 | LB
17075 | Bracket,Mtg/Z-Rail/Upper Guide Rl/Galv/ | EA | 102.5 | 53514261818 | 8 | LB
17086 | Liner,Epdm 50' X 150'/45Mil | EA | 20501.5 | 53514326326 | 2138 | LB
17108 | Distr Pipe Asm/1"/120"W-.125"Orif 2"O.C. | EA | 171 | 53514181161 | 3.2 | LB
17110 | Kit,Seal & Oring/(Model 323-0005) | EA | 216.5 | 53514170417 | 0.1 | LB
17111 | Fitting,PVC 2" NPT Adapter/Sch 80 Male | EA | 48.5 | 53514497156 | 0.02 | LB
17112 | Fitting,PVC 2" Tee Sch 80 | EA | 57 | 53514424381 | 0
17119 | Bracket,Mtg/Z-Rail/Upper Guide Rl/Galv/ | EA | 83 | 53514304737 | 0
17120 | Fitting,Galv 2" NPT Wye | EA | 317 | 53514424367 | 0
17127 | Elbow,Close Quarter/1.25" Vert Disc/39-0 | EA | 234.5 | 53514170776 | 3 | LB
17133 | Nipple,Pipe 2" X 9"Lg/Galv W-Weep Hol | EA | 41 | 53514203382 | 2.75 | LB
17135 | Nipple,Pipe 1.25 X 9"/Galv/W- Weep Hole | EA | 46.5 | 53514178147 | 1.7 | LB
17137 | Nipple,Pipe 1.25Npt X 12"/Galv/W-Weep Ho | EA | 51 | 53514181178 | 2.12 | LB
17145 | Contactor,Square D/8910Dpa22V02 | EA | 117.5 | 53514172152 | 1 | LB
17146 | Contactor,Telemechanique/Lc1D09G7 | EA | 252 | 53514172169 | 1 | LB
17147 | Contactor,Telemechanique/Lc1D18G7 | EA | 173.5 | 53514172176 | 1 | LB
17150 | Switch,Motor Protector/Telemechanique Gv | EA | 290.5 | 53514172206 | 1 | LB
17151 | Switch,Motor Protector/Telemechanique Gv | EA | 290.5 | 53514172213 | 1 | LB
17153 | Switch,Motor Protector/Telemechanique Gv | EA | 532.5 | 53514172237 | 1 | LB
17154 | Switch,Motor Protector/Telemechanique Gv | EA | 532.5 | 53514172244 | 1 | LB
17156 | Switch,Motor Protector/Telemechanique Gv | EA | 321.5 | 53514172275 | 1 | LB
17157 | Switch,Motor Protector/Telemechanique Gv | EA | 675.5 | 53514172282 | 1 | LB
17158 | Switch,Motor Protector/Telemechanique Gv | EA | 328 | 53514172299 | 1 | LB
17160 | Nipple,Pipe 2" X 5"/SS | EA | 91.5 | 53514310875 | 1.54 | LB
17161 | Nipple,Pipe 2" X 8"/SS | EA | 123 | 53514310899 | 2.46 | LB
17163 | Nipple,Pipe 2" X 9"Lg/SS/W-Weep Hole | EA | 160 | 53514310882 | 0
17167 | Terminal,Red Insulated Female In-Line | EA | 0.5 | 53514172534 | 0.01 | LB
17181 | Sealer,Quick Prime Plus/Quart/Epdm | EA | 101.5 | 53514317430 | 0
17184 | Flange,Adapter 3" NPT/Galv. | EA | 327 | 53514172596 | 9 | LB
17192 | Spring,Bearing Preload 1.26"OD/Smalley S | EA | 6 | 53514367459 | 1 | LB
17197 | Switch,Float W-Terminals/Vert Master2 "5 | EA | 132 | 53514178703 | 2 | LB
17198 | Pump,12V DC W-Terminals/Glue In Pump Hsg | EA | 224.5 | 53514178710 | 3 | LB
17203 | Seal,Shaft-Asm/Sc Stat/Sc Rotary/Viton | EA | 1619 | 53514173142 | 0.2 | LB
17204 | Cord,250V/10'/H07RN-F3G1,5/16A/Korean E- | EA | 43.5 | 53514193577 | 1.06 | LB
17205 | Switch Asm-W/Bracket & Cover | EA | 90 | 53514173319 | 2.5 | LB
17218 | Cordage Cond&Sls/HT/5'/16-4 SOW or SOOW- | EA | 315 | 53514173302 | 1.2 | LB
17264 | Fitting,PVC .5"MPT Plug/Sch 40 or Sch 80 | EA | 6 | 53514491406 | 0
17266 | Holder,Asm-Float Switch | EA | 29 | 53514173661 | 0.5 | LB
17283 | Valve,Unicheck-Pvc/Ultrasonic/Wh/ | EA | 15.5 | 53514179328 | 0.439 | LB
17298 | Capacitor,Start 88-106 Mfd/110-125V | EA | 17 | 53514356095 | 0.15 | LB
17299 | Capacitor,Run-20Mfd 250V | EA | 26.5 | 53514360290 | 0.16 | LB
17303 | Flapper,Asm/202 | EA | 6 | 53514336370 | 0
17304 | Clip,Flapper Retainer/202/SS | EA | 3.5 | 53514336363 | 0
17305 | Fitting,PVC 2"X 1" 90D Elbow/Sch 40 | EA | 11.5 | 53514298630 | 0.27 | LB
17306 | Flange,Extension/PVC/203 | EA | 20.5 | 53514347314 | 0.646 | LB
17309 | Seal,O-Ring (350) | EA | 8.5 | 53514360269 | 0
17311 | Washer,Thrust "202" | EA | 1 | 53514367398 | 0.01 | LB
17313 | Ring,Tolerance-Upper 202 | EA | 15.5 | 53514367404 | 0
17316 | Shim,Washer-063/202 | EA | 2 | 53514367411 | 0.006 | LB
17317 | Shim,Washer-002/202 | EA | 4.5 | 53514367510 | 0.001 | LB
17318 | Shim,Washer-003/202 | EA | 4.5 | 53514367428 | 0.001 | LB
17319 | Shim,Washer-005/202 | EA | 2.5 | 53514367435 | 0.001 | LB
17320 | Shim,Washer-010/202 | EA | 3 | 53514367442 | 0.001 | LB
17334 | Switch,Mech-Vert Master/SPB/115V/10'Cd | EA | 87 | 53514360306 | 1.6 | LB
17338 | Screw,#8-16X.5"/Pan Hd/Phillips/Plastite | EA | 0.5 | 53514326005 | 0.01 | LB
17340 | Hardware Pak,Switch/(PF/QJ)/Poly/PSF/Sp | EA | 19 | 53514421281 | 0.15 | LB
17341 | Screw,#6-19X.5"Pan Hd/Phillips/Plastite/ | EA | 1 | 53514336691 | 0.01 | LB
17342 | Pipe,Pvc 1" X 6.875" Sch 40 | EA | 9 | 53514326012 | 0
17344 | Clamp,Worm Drive Hose/SAE 64/SS | EA | 5.5 | 53514326029 | 0.07 | LB
17347 | Seal,Rubber-Closet/QJ Ultima/"203" | EA | 28 | 53514233372 | 0.194 | LB
17350 | Seal,Tank-Diecut/QJ Ultima "202/203" | EA | 29 | 53514203603 | 0.146 | LB
17351 | Hardware Pak,Extension Kit/QJ Ultima "20 | EA | 11 | 53514347321 | 0
17356 | Housing,Mtr-Mach Lower "202" | EA | 105 | 53514434397 | 6.7 | LB
17357 | Nut,Cap-Push On/SS or Plastic | EA | 4.5 | 53514326036 | 0
17364 | Fitting,PVC 1.50" 90D Street El/Spigot X | EA | 17 | 53514315238 | 0
17365 | Fitting-Mach,1" 90D Elbow W-Weep Hole | EA | 9.5 | 53514326050 | 0
17367 | Holder,Sleeve/Vert Master Sw/"202-203" | EA | 5 | 53514326067 | 0
17368 | Baffle,Sleeve-Mach/Vert Master Sw/"202-2 | EA | 12.5 | 53514326074 | 0
17373 | Cover & Flapper Asm/W-Disc Fittings 202/ | EA | 114 | 53514193065 | 5 | LB
17374 | N202 115V/1Ph/Service Part | EA | 1018 | 53514193072 | 30 | LB
17381 | Cover & Cord 3Ph/16-4 SOW/25'/Viton Gask | EA | 332.5 | 53514218461 | 12.5 | LB
17389 | Cord Term&Seal 230V/50'/1Ph/Na/"820-6820 | EA | 363.5 | 53514173746 | 8.7 | LB
17427 | Disconnect,2"V/S.S./Plate Asm/EZ Out/39- | EA | 1127 | 53514173883 | 13 | LB
17449 | Cover & Cord 200V/1Ph/16Ga/25'/MS | EA | 436 | 53514174149 | 15 | LB
17529 | Cord Term&Seal 230V/1Ph/Na/820-6820/Glan | EA | 311.5 | 53514174873 | 6.3 | LB
17536 | Fitting,PVC 2" Coupling/Slip X FPT/Sch 8 | EA | 142.5 | 53514269203 | 0.403 | LB
17561 | Seal,Flexible Boot Fitting 2" | EA | 331 | 53514372798 | 1 | LB
17562 | Plate,Spacer/EZ Out 2"/W-Screws/Steel | EA | 207 | 53514175603 | 2 | LB
17593 | Carton,Mini Drain Pump (Model 72/1072) | EA | 12.5 | 53514262631 | 1.527 | LB
17832 | Seal,Cord-Bsn Cvr/2Hl/Rev Taper/2"Hl | EA | 18 | 53514177270 | 0.01 | LB
17833 | Seal,Cord-Bsn Cvr/3Hl/Rev Taper/2"Hl | EA | 18 | 53514177263 | 0.01 | LB
17837 | Cord & Clamp Asm 50'Cd/12-4 SOW-A/140Fr/ | EA | 533.5 | 53514176969 | 15.9 | LB
17838 | Seal,Flexible Boot Fitting 3" | EA | 346.5 | 53514258580 | 1 | LB
17853 | Fitting,PVC 4" Adapter/Victaulic X Spigo | EA | 91.5 | 53514288693 | 1 | LB
17855 | Cover & Cordage 3Ph/14-8/Ex Pr/50'/Pin/H | EA | 1151 | 53514177355 | 33 | LB
17869 | Nipple,Pipe 2" X 10"/Galv | EA | 84.5 | 53514326982 | 0
17878 | Insert,Carton/Top "50/90" | EA | 1.5 | 53514462901 | 1.078 | LB
17891 | Adapter-Mach 810/6810/PC Grinder | EA | 180.5 | 53514348212 | 12.375 | LB
17893 | Key,.1875 X .1875 X.594"Lg/SS | EA | 7.5 | 53514310288 | 0
17894 | Seal,Pump Housing | EA | 7.5 | 53514204655 | 0.01 | LB
17897 | Nipple,Pipe 2" X 4"/SS | EA | 89 | 53514334116 | 1 | LB
17899 | Fitting,S.S. 2" Coupling NPT/Female | EA | 41 | 53514334123 | 3 | LB
17907 | Fitting,PVC 2" Slp X FPT Adapter/Sch 40 | EA | 3.5 | 53514326975 | 0
17949 | Tank,QJ Ultima/W-Hub/"202 | EA | 129 | 53514326081 | 9.24 | LB
17952 | Nipple,Pipe 3" X 2.625"/Galv/NPT | EA | 62.5 | 53514199661 | 1 | LB
17966 | Hardware Pak,Switch/Model 507 | EA | 20 | 53514204853 | 0.15 | LB
17979 | Bracket,Mtg/Z-Rail/Upper Guide Rl/S.S./ | EA | 140 | 53514338978 | 3 | LB
17984 | Flange,Vent 4" Threaded/Bolt-On/(Topps)/ | EA | 62.5 | 53514179670 | 3.5 | LB
17995 | Disconnect,3"V/SS/Plate Asm/EZ Out/39-00 | EA | 1321.5 | 53514179915 | 22 | LB
18000 | Stator 230V/1Ph/140/270/ZT | EA | 289.5 | 53514323264 | 9 | LB
18006 | Rotor 115/230V/1Ph/S-Sl/140/270/ZT | EA | 91 | 53514323271 | 2.86 | LB
18008 | Rotor 115/230V/1Ph/DS/SS/6140/6270/ZT | EA | 111.5 | 53514366155 | 0
18010 | Hub W-Out Seal-Fg/4"/Curved/For 24"- 30" | EA | 81 | 53514180263 | 6 | LB
18015 | Cover & Flapper Asm 202/203 | EA | 56 | 53514326098 | 1.35 | LB
18019 | Carton,Artwork "49"/Taiwan | EA | 4.5 | 53514262655 | 0.67 | LB
18021 | Seal,Flexible Boot Fitting 4" | EA | 630 | 53514354701 | 1 | LB
18027 | Discharge Asm,Flexible/1"Pvc/72"HH Step/ | EA | 351.5 | 53514181154 | 4 | LB
18046 | M1072 115V/1Ph/cCSAus/Pump For 2VJ77 | EA | 443 | 53514212308 | 9.5 | LB
18070 | Bracket,Support/Plumbing Gid Rl/2.5-3/Ga | EA | 128.5 | 53514440916 | 0
18074 | Box,Junction-Mach | EA | 153.5 | 53514387402 | 2.16 | LB
18075 | Cover & Handle W-Housing/Cond Sls/Auto/3 | EA | 343.5 | 53514181796 | 11 | LB
18076 | Cover & Handle W-Housing/Cond Sls/Na/313 | EA | 333 | 53514181802 | 11 | LB
18077 | Cover & Handle W-Housing/Cond Sls/Auto/3 | EA | 791 | 53514181819 | 12 | LB
18078 | Cover & Handle W-Housing/Cond Sls/Na/313 | EA | 780.5 | 53514181826 | 12 | LB
18079 | Cordage Cond&Sls/W-Cvr Hdl&Hsg/3'/16-3/A | EA | 533 | 53514181833 | 17 | LB
18080 | Cordage Cond&Sls/W-Coverhdl&Hsg/6'/16-3/ | EA | 618.5 | 53514181895 | 17.6 | LB
18081 | Cordage Cond&Sls/W-Cvr Hdl&Hsg/3'/16-3/A | EA | 454 | 53514181901 | 11 | LB
18082 | Cordage Cond&Sls/W-Cvr Hdl&Hsg/3'/16-3/A | EA | 899.5 | 53514181918 | 12 | LB
18083 | Cordage Cond&Sls/W-Coverhdl&Hsg/6'/16-3/ | EA | 539.5 | 53514181932 | 11.6 | LB
18084 | Cordage Cond&Sls/W-Coverhdl&Hsg/6'/16-3/ | EA | 985 | 53514181949 | 12.6 | LB
18085 | Cordage Cond&Sls/W-Cvr Hdl&Hsg/3'/16-4/A | EA | 436.5 | 53514181956 | 8.2 | LB
18086 | Cordage Cond&Sls/W-Coverhnd&Hsg/6'/16-4/ | EA | 521 | 53514181963 | 8.8 | LB
18087 | Rebuild Kit "3137/3139"/(10/94-Current) | EA | 423 | 53514181970 | 6 | LB
18088 | Rebuild Kit N&E "3137"/(10/87-9/94) | EA | 629.5 | 53514182045 | 6 | LB
18089 | Rebuild Kit M&D "3139"/(10/87-9/94) | EA | 1978 | 53514182069 | 6 | LB
18090 | Rebuild Kit N&E "3139"/(10/87-9/94) | EA | 1075.5 | 53514182076 | 6 | LB
18091 | Rebuild Kit N&E "3098"/(8/91-9/94) | EA | 538 | 53514182083 | 6 | LB
18092 | Rebuild Kit "3098"/(10/94-Current) | EA | 411 | 53514182090 | 6 | LB
18103 | Bracket,Receptacle Qwik Box 115V & 230V | EA | 15.5 | 53514354848 | 0
18105 | Fitting,PVC 2" X 1-1/2" Reducer Couplin | EA | 9 | 53514185770 | 1 | LB
18106 | Flange,Mounting-Painted/203 | EA | 72 | 53514347338 | 0
18107 | Cordage Cond&Sls/W-Cvr Hdl&Hsg/15'/16-3/ | EA | 665 | 53514182120 | 16.8 | LB
18119 | Cover,D-24"Dia/Simtech Poly/(35-0005) | EA | 300 | 53514327064 | 15 | LB
18124 | Coupling,Electrical/4.0"/NPT/SS | EA | 913.5 | 53514182458 | 3 | LB
18127 | Nipple,Pipe 1.25 X 4.75"/SS | EA | 43.5 | 53514182496 | 0.792 | LB
18128 | Nipple,Pipe 1.25 X 8.375"/SS | EA | 152.5 | 53514182502 | 1.4 | LB
18129 | Nipple,Pipe 1.25 X 8.50"/SS | EA | 151.5 | 53514182519 | 1.4 | LB
18130 | Nipple,Pipe 1.25 X 15"/SS | EA | 207.5 | 53514182526 | 2.5 | LB
18131 | Nipple,Pipe 1.25 X 22"/SS | EA | 188 | 53514182533 | 3.6 | LB
18133 | Nipple,Pipe 1.25 X 34"/SS | EA | 231.5 | 53514182557 | 5.6 | LB
18134 | Nipple,Pipe 1.25 X 46"/SS | EA | 274.5 | 53514182564 | 7.6 | LB
18139 | Kit,Flange-4X For 10-1509 | EA | 20 | 53514182854 | 1 | LB
18147 | Elbow,Base 90 Deg/Flg'D/4"X4"/Ductile Ir | EA | 1018 | 53514183196 | 55 | LB
18156 | Bolt,Carriage .25-20 X 1.5"/SS/316 | EA | 1.5 | 53514459765 | 0.02 | LB
18160 | Receptacle,115V/15A/Short Strap Single | EA | 41.5 | 53514194925 | 0.1 | LB
18163 | Base-Mach 152/153/Non-Auto | EA | 46.5 | 53514234942 | 0
18174 | Stator 230V/1Ph/"202"/121.7 Lam/Rb | EA | 217 | 53514367466 | 6.7562 | LB
18175 | Hoist,Adjustable/30'-SS Cable/1000 Lb Ra | EA | 4579 | 53514183974 | 96 | LB
18176 | Base-Mach/152/153/Auto | EA | 46.5 | 53514359652 | 0
18182 | Rotor & Bearing Asm 115V/230V/1Ph/.5Hp/" | EA | 73.5 | 53514184780 | 5 | LB
18184 | Rotor & Bearing Asm 115V/230V/1Ph/.33Hp/ | EA | 68 | 53514184803 | 5 | LB
18201 | Base,Pump "507" W-Flapper | EA | 32 | 53514184575 | 1 | LB
18202 | Housing,Pump-Mach "151/152/153"/6302 Brg | EA | 115 | 53514461003 | 12.6 | LB
18203 | Fitting,PVC Reducing Tee/1.25" Slip x 1. | EA | 13.5 | 53514445492 | 0
18228 | Hub Grommet, For 4" Fg Hub/Buna-N | EA | 24.5 | 53514185268 | 0.5 | LB
18230 | Rotor & Brg Asm/1Ph/820-6820/Up&Lw Brg(0 | EA | 326 | 53514185510 | 6 | LB
18231 | Housing,Mtr-&Str 230V/1Ph/2Hp/820-6820/( | EA | 927 | 53514185527 | 35 | LB
18232 | Housing,Mtr-&Str 200V/1Ph/2Hp/820-6820/( | EA | 847 | 53514185541 | 32 | LB
18233 | Oil,Dielectric-(54 Oz) | EA | 61.5 | 53514185572 | 2.438 | LB
18234 | Rebuild Kit 1Ph & 3Ph/"818-820"/ | EA | 262.5 | 53514185558 | 6 | LB
18237 | Nipple,Pipe 1.25 X 10"/Galv/W-Weep Hole | EA | 36 | 53514258528 | 1.7 | LB
18239 | Impeller-Mach "842-6842" | EA | 521.5 | 53514202408 | 5 | LB
18241 | Disc,Cutter Single Direction Grinder/"84 | EA | 143 | 53514214944 | 1.345 | LB
18243 | Plate,Spacer/EZ Out 1.25"/W-Screws/Steel | EA | 207 | 53514198114 | 2 | LB
18249 | Filter,Vortex 1"MPT/For 5056-0011 | EA | 128.5 | 53514198336 | 3 | LB
18252 | Hub Assembly, 4"Fg Hub &Grommet/24" & | EA | 104 | 53514185275 | 6 | LB
18255 | Rod,Float/Recirculating Float Valve | EA | 48.5 | 53514263980 | 0
18256 | Plug, For Recirculating Float Valve | EA | 47 | 53514342180 | 0
18262 | Float,8"Dia Copper/Recirculating Float V | EA | 216.5 | 53514308551 | 0
18265 | Weir,Blank For Splitter Valve | EA | 40.5 | 53514355661 | 0
18266 | Weir,10% For Splitter Valve | EA | 40.5 | 53514254254 | 0.001 | LB
18267 | Weir,20% For Splitter Valve | EA | 40.5 | 53514312343 | 0
18268 | Weir,25% For Splitter Valve | EA | 40.5 | 53514355722 | 0
18269 | Weir,30% For Splitter Valve | EA | 40.5 | 53514254278 | 0.001 | LB
18270 | Weir,40% For Splitter Valve | EA | 40.5 | 53514254292 | 0.001 | LB
18277 | Cord Term&Seal 230V/1Ph/20A/Na/Gland/25' | EA | 271 | 53514185480 | 4.6 | LB
18278 | Cord Term&Seal 115V/50'Cd/16-3 SOW-A | EA | 215.5 | 53514185640 | 4.6 | LB
18283 | Cordage Term&Seal 35'Cd/14-4 SO/3Ph/Non- | EA | 285.5 | 53514185787 | 7.4 | LB
18288 | Hose,Disch/1.25"Fitting X 28"Flex Rubber | EA | 169.5 | 53514210793 | 0.1 | LB
18290 | Pipe,Pvc 1.25" X 2.625" Sch 80 | EA | 9.5 | 53514254889 | 0.08 | LB
18291 | Pipe,Pvc 1.25" X 4.5" Sch 80 | EA | 12.5 | 53514264826 | 0
18310 | Arm & Seal Asm "50"/WWG 2VJ66 | EA | 32 | 53514186210 | 0.2 | LB
18311 | Capacitor & Clamp Asm/40Uf 370V/WWG 2VJ6 | EA | 35.5 | 53514186227 | 0.2 | LB
18312 | Cord Term&Seal 115V/9'/18-3 SJTW-A/WWG 2 | EA | 34 | 53514186234 | 0.3 | LB
18313 | Relay, 115V G1 (&G5)/WWG 2VJ69 | EA | 134.5 | 53514186241 | 0.1 | LB
18314 | Relay,230V G1 (&G5)/WWG 2VJ70 | EA | 118 | 53514186258 | 0.1 | LB
18315 | Switch Asm "130/260"/WWG 2VJ71 | EA | 38 | 53514186265 | 0.2 | LB
18316 | Switch Asm "160/180/290"/WWG 2VJ72 | EA | 39.5 | 53514186272 | 0.2 | LB
18317 | Switch Asm "50"/WWG 2VJ73 | EA | 51.5 | 53514186289 | 0.2 | LB
18318 | Switch Asm "282"/WWG 2VJ74 | EA | 37.5 | 53514186296 | 0.2 | LB
18319 | Case & Switch "50"/WWG 2VJ75 | EA | 90 | 53514186302 | 0.2 | LB
18320 | Conduit & Wire Asm/230V/.5"/5-Wire/25' | EA | 462 | 53514424169 | 0
18322 | Conduit & Wire Asm/230V/.5"/5-Wire/50' | EA | 590 | 53514192907 | 11.3 | LB
18326 | Module,Power Cord/230V/3P/25Hp/Yoemans/W | EA | 5028 | 53514186500 | 107 | LB
18328 | Plate,Name W-Drive Screw/Yoemans | EA | 0.5 | 53514186548 | 0.01 | LB
18343 | Carton,"202/203" | EA | 19 | 53514210816 | 2.3 | LB
18344 | Liner,Spacer "202/203" | EA | 7 | 53514279752 | 0.573 | LB
18349 | Cordage Cond&Sls/HT/25'/16-3 SOW or SOOW | EA | 929.5 | 53514187156 | 4.8 | LB
18352 | Clamp,Strain Relief/16-18 Ga Wire | EA | 2.5 | 53514187217 | 0.01 | LB
18358 | Conduit-Mach 50' "HT" | EA | 1405 | 53514187446 | 5 | LB
18359 | Hardware Pak,Quick Mount | EA | 18 | 53514201364 | 0.5 | LB
18368 | Cordage Term&Seal/25'/14-6 SOW-A/"840"/G | EA | 332 | 53514187668 | 3.4 | LB
18369 | Insert,Pc Pump Stator/SS | EA | 8 | 53514311544 | 0
18375 | Fitting,PVC 1.25" Tee Slip X Slip/Sch 80 | EA | 46 | 53514264840 | 0
18376 | Fitting,PVC 1.25" Adpt/FPT X Slip/Sch 80 | EA | 31.5 | 53514254865 | 0.9 | LB
18380 | Cover & Cordage 3Ph/14-8/Ex Pr/25'/Pin/H | EA | 905.5 | 53514188986 | 24 | LB
18386 | Fitting,Galv 1.25" Street Elbow | EA | 33 | 53514189761 | 1.04 | LB
18387 | Screw,.25-20 X 1.125" SH Cap/SS | EA | 1.5 | 53514337988 | 0.02 | LB
18409 | Cover & Cordage 3Ph/14-8/Ex Pr/25'/Handl | EA | 890.5 | 53514189495 | 24 | LB
18410 | Rotor & Brg Asm 200-575V/3Ph/X6165/X6185 | EA | 473.5 | 53514189501 | 7.1 | LB
18411 | Adapter-Mach Lower/DS & Plug | EA | 112.5 | 53514189518 | 8.8 | LB
18412 | Oil,Dielectric (8 Oz) | EA | 30 | 53514189525 | 0.5 | LB
18413 | Rebuild Kit/Ex Pr/DS/1 & 3 Ph | EA | 293 | 53514189532 | 5 | LB
18429 | Cord Term&Seal 230V/25'/14-3 SO/1Ph/Na/2 | EA | 299 | 53514189570 | 4.4 | LB
18430 | Cover & Cord 230V/1Ph/14Ga/25'/MS/20A | EA | 604 | 53514189587 | 16.8 | LB
18431 | Cover & Cord 230V/1Ph/16Ga/25'/MS | EA | 459.5 | 53514189594 | 15.2 | LB
18432 | Valve,Pressure Relief/Brass/.25Npt/75Psi | EA | 20 | 53514294380 | 0
18433 | Valve,Pressure Relief/Brass/.25Npt/120Ps | EA | 23 | 53514294403 | 0
18435 | Rotor 115/230V/1Ph/202Rb | EA | 60 | 53514367473 | 2.25 | LB
18436 | Cover,D-42"X42"/3V1.25D/(4) Cord Seals | EA | 2723.5 | 53514189662 | 148 | LB
18441 | Stator 230V/1Ph/2Hp/Class F | EA | 668.5 | 53514362690 | 13.5 | LB
18444 | Kit,2"Flexible Hose/Bee Valve | EA | 946.5 | 53514190101 | 17.5 | LB
18445 | Pipe,Pvc 1.25" X 5.875" Sch 80 | EA | 17.5 | 53514190170 | 0.21 | LB
18446 | Pipe,Pvc 1.25" X 16.25" Sch 80 | EA | 34 | 53514190187 | 0.7 | LB
18447 | Pipe,Pvc 1.25" X 3.625" Sch 80 | EA | 14 | 53514190194 | 0.21 | LB
18448 | Pipe,Pvc 1.25" X 3.4375"Sch 80 | EA | 13.5 | 53514190200 | 0.21 | LB
18450 | Fitting,PVC 1.25" 45D Slip X Slip/Sch 80 | EA | 21 | 53514346324 | 0.265 | LB
18472 | Hose,Disch/1.25"Fitting X 16"Flex Rubber | EA | 144 | 53514464066 | 0
18473 | Hose,Disch/1.25"Fitting X 40"Flex Rubber | EA | 195.5 | 53514360450 | 0
18500 | Tank Asm/"202" | EA | 185 | 53514193089 | 7 | LB
18501 | Float Switch Asm "202/203" | EA | 125.5 | 53514193096 | 2 | LB
18510 | Kit,Extension "203" | EA | 208.5 | 53514193164 | 3 | LB
18511 | Pipe,Pvc 3" X 12" Sch 40 | EA | 33 | 53514347345 | 0
18513 | Tank Asm/"203" | EA | 257.5 | 53514193140 | 19 | LB
18521 | Carton,Toilet Bowl/"202" | EA | 44.5 | 53514279738 | 3.09 | LB
18522 | Carton,Tank & Cover "202" (1.6 GPF) | EA | 48.5 | 53514279714 | 10 | LB
18523 | Hardware Pak,Sw & Brkt/(PF/QJ)/Poly/PSF/ | EA | 66 | 53514327590 | 0.5 | LB
18526 | Seal,O-Ring (254) | EA | 1.5 | 53514360276 | 0
18528 | Cover,S-18"Dia/PSF/2V2D/Proprietary | EA | 90.5 | 53514402914 | 10 | LB
18529 | Tank,QJ Ultima/W-O Inlet Hole/"204" | EA | 123 | 53514333089 | 9.24 | LB
18530 | Carton,"204" | EA | 27 | 53514452827 | 2.3 | LB
18532 | Float Switch Asm "204" | EA | 105 | 53514203863 | 1.75 | LB
18534 | Tank Asm/"204" | EA | 178.5 | 53514203900 | 19 | LB
18536 | Hardware Pak-Switch/QJU/Model 202/203/20 | EA | 13 | 53514326104 | 0.015 | LB
18564 | Spring,Compression/Water Powered Pump/ | EA | 2 | 53514239848 | 0.001 | LB
18567 | Float,Polypropylene/Water Powered Pump/ | EA | 29.5 | 53514239787 | 1.75 | LB
18573 | Baffle,Tank-Plastic Diecut/Folded/"202/ | EA | 21 | 53514326111 | 0.26 | LB
18574 | Pipe,Pvc 2" X 14.781" Sch 40 | EA | 26 | 53514313074 | 1.5 | LB
18579 | Carton,Water Powered Pump/Model 503 | EA | 11 | 53514308575 | 1.8 | LB
18583 | Rod,Float-Guide/Water Powered Pump/Model | EA | 11 | 53514239886 | 0.001 | LB
18584 | Fitting,Push to connect-.75 Push x.75 FP | EA | 33.5 | 53514239800 | 0.01 | LB
18587 | Valve,Backflow Asm/Preventer/Model 503 | EA | 42.5 | 53514239657 | 0.2 | LB
18588 | Diaphragm & O-Ring/Model 503 | EA | 42.5 | 53514239664 | 0.25 | LB
18589 | Plunger Asm/Model 503 | EA | 11.5 | 53514239688 | 0.2 | LB
18590 | Relay,Voltage Sensing/"202" | EA | 71 | 53514360283 | 0.318 | LB
18593 | Stator W-Screws 230V/1Ph/"264"/(ZT) | EA | 202 | 53514208356 | 5.2 | LB
18594 | Relay,Voltage Sensing/"840/7011" | EA | 88 | 53514322588 | 0.312 | LB
18601 | Rebuild Kit,840-841/1Ph/(09/06-Current) | EA | 411 | 53514191696 | 5 | LB
18602 | Screw,.25-20 X 1"HH Cap/SS/(Nylock Pre-C | EA | 4.5 | 53514192921 | 0.01 | LB
18603 | Cutter & Disc Asm "840"/(9/06-Current) | EA | 325 | 53514191306 | 2.9 | LB
18604 | Cutter & Disc Asm "841"/(09/06-01/17) | EA | 372 | 53514191313 | 2.9 | LB
18605 | Rebuild Kit,840-841/3Ph/(09/06-Current) | EA | 404 | 53514191702 | 5 | LB
18608 | Pipe,Pvc 1.25" X 12.438"/Sch 80 | EA | 25 | 53514421991 | 0
18634 | Charger,Control Asm/507 With Terminals/ | EA | 431 | 53514212766 | 7.5 | LB
18639 | Cover & Cord 200/230V/1P/"840"/35'/Gland | EA | 766 | 53514192846 | 15.6 | LB
18655 | Plate,Access 16" X 1/4" W/2" Disch | EA | 542.5 | 53514193201 | 4 | LB
18702 | Seal,Shaft Asm/Carbon Sta/Sc Rotary/Vito | EA | 510 | 53514193461 | 0.1 | LB
18704 | Cord Term&Seal 115V/1Ph/25'/14Ga/20A/Na/ | EA | 202.5 | 53514193485 | 4.5 | LB
18705 | Cover & Cordage/115V/1P/14Ga/20A/25'/Gla | EA | 412.5 | 53514193492 | 15.1 | LB
18716 | Fitting,Galv 1.25" NPT Tee/Female | EA | 36.5 | 53514210809 | 1 | LB
18717 | Seal Asm,Qwik Box 14, 16, 18 Ga Cord | EA | 78 | 53514193911 | 1 | LB
18720 | Nipple,Pipe 1.25" X 43"/Galv | EA | 151 | 53514194147 | 8.13 | LB
18721 | Cordage Term&Seal/35'/14-6 SOW-A/"840"/G | EA | 422 | 53514194192 | 4.8 | LB
18722 | Nipple,Pipe 1.25" X 19"/Galv | EA | 124.5 | 53514194291 | 3.6 | LB
18733 | Flange,Adapter 4" Slip/PVC/Sch 80 | EA | 85 | 53514324858 | 2.5 | LB
18778 | U-Bolt,Rail Sys 4"/S.S. | EA | 89 | 53514465995 | 1.2 | LB
18779 | U-Bolt,Rail Sys 2.5-3"/S.S. | EA | 104.5 | 53514440930 | 0.9 | LB
18780 | Screw,.625-11X3" Lg HH Cap SS | EA | 7.5 | 53514195649 | 0.3 | LB
18791 | Pipe,Pvc 1.25" X 4.25"/Sch 80 | EA | 12 | 53514357894 | 0.02 | LB
18792 | Pipe,Pvc 2" X 26"/Sch 80 | EA | 14 | 53514386863 | 2.05 | LB
18797 | Pump, End for 10Gpm/6 Stage Effluent | EA | 769.5 | 53514195908 | 4.4 | LB
18802 | Pipe,Pvc .50" X 36" Sch 40 | EA | 16 | 53514363857 | 0
18806 | Pipe,Pvc 1.25" X 6.625"/Sch 80 | EA | 18.5 | 53514357887 | 0.29 | LB
18808 | Fuse,1Amp Class CC For P/N 011525 Transf | EA | 93 | 53514195984 | 0.1 | LB
18811 | Capacitor & Clamp Asm/20Uf/370V/WWG 1842 | EA | 26.5 | 53514196059 | 0.43 | LB
18812 | Seal,Shaft/WWG 1842533 | EA | 34 | 53514196066 | 0.1 | LB
18813 | Base Asm "53/55"/WWG 1842582 | EA | 6.5 | 53514196073 | 0.42 | LB
18814 | Seal,Thru Wall Term/3Pak/WWG 4DMJ4 | EA | 7 | 53514196080 | 0.02 | LB
18815 | Arm & Seal Asm "130/260"/WWG 1842723 | EA | 34 | 53514196097 | 0.2 | LB
18816 | Seal,Mtr Hsg/WWG 1842798 | EA | 1.5 | 53514196103 | 0.02 | LB
18817 | Gasket,Case/Cover/WWG 4DMH1 | EA | 1.5 | 53514196110 | 0.01 | LB
18818 | Guide Asm,Flt Rod/WWG 4DMJ2 | EA | 6 | 53514196127 | 0.2 | LB
18819 | Seal,Cord-Asm & Strain Relief/WWG 4DMH8 | EA | 6.5 | 53514196134 | 0.05 | LB
18820 | Wire Pkg (2)Pack/WWG 1842970 | EA | 6 | 53514196141 | 0.01 | LB
18821 | Seal Asm,Shaft-Blister Pak/WWG 4DMG9 | EA | 19 | 53514196158 | 0.02 | LB
18822 | Impeller Plastic "53/55"/Sp/WWG 6JGV3 | EA | 7.5 | 53514196165 | 0.2 | LB
18823 | Cord Term&Seal 115V/15'/18-3 Sjow/WWG | EA | 51.5 | 53514196172 | 1.6 | LB
18824 | Case & Switch Asm "130/260"/WWG 1972447 | EA | 115.5 | 53514196189 | 5.1 | LB
18825 | Impeller "282"/WWG 1987916 | EA | 77.5 | 53514196196 | 2.5 | LB
18826 | Base Asm/WWG 2030948 | EA | 39.5 | 53514196202 | 4.41 | LB
18827 | Case & Switch "97"/WWG 2144343 | EA | 81 | 53514196219 | 2.4 | LB
18828 | Rod,Float-Molded/"98"/WWG 6JGV4 | EA | 3 | 53514196226 | 0.01 | LB
18829 | Basin Asm,Drain Pump/WWG 2997765 | EA | 456.5 | 53514196233 | 8 | LB
18830 | Base-Mach "267/268/270"/WWG 3027372 | EA | 66 | 53514196240 | 9.5 | LB
18831 | Impeller "293"/WWG 3118304 | EA | 216 | 53514196257 | 1.6 | LB
18832 | Seal,Cd-Basin Cvr/1Hl/Split/2.5"Hl/WWG 3 | EA | 8.5 | 53514196271 | 0.079 | LB
18833 | Impeller-Plastic "266/267/268"/WWG 4DMH7 | EA | 8 | 53514196295 | 0.19 | LB
18834 | Base-Molded "262/266/270"/WWG 3880101 | EA | 24 | 53514196301 | 1.04 | LB
18835 | Capacitor,Asm-30Uf 250V/140/270/4140/WWG | EA | 37 | 53514196318 | 0.3 | LB
18836 | Gasket,Case/Cover/WWG 4DMG8 | EA | 9 | 53514196325 | 0.01 | LB
18837 | Oil,Dielectric (19 Oz)/WWG 6020834 | EA | 35.5 | 53514196332 | 1.2 | LB
18838 | Bearing,Radial 6303/W-Snap Ring/WWG 6032 | EA | 16.5 | 53514196349 | 0.5 | LB
18839 | Wire Pkg (2)Wires/WWG 6039800 | EA | 6 | 53514196356 | 0.02 | LB
18840 | Seal Asm,Shaft "840"/WWG6280533 | EA | 45 | 53514196363 | 0.1 | LB
18845 | Switch,Mech Flt/115/230V100'Cd/Wo Plug/N | EA | 318 | 53514196554 | 8 | LB
18848 | Blower Diaphragm-ZF Systems | EA | 155.5 | 53514254537 | 1 | LB
18849 | Blower Filter-ZF Systems MX80N, MX80NZ | EA | 20.5 | 53514221409 | 1 | LB
18856 | Nipple,Pipe 1.25" X 24"/Galv | EA | 130 | 53514199913 | 4.54 | LB
18862 | Cover & Cord 100'Cd/12-4/Sensor 18-5/180 | EA | 2111.5 | 53514199555 | 79.3 | LB
18879 | Switch,Mech Flt/125/250V/5Amp/30'Cd/Wo P | EA | 115 | 53514197902 | 3 | LB
18881 | Pipe,Pvc 1.25" X 5.50"//Sch 80 | EA | 17 | 53514197599 | 0.15 | LB
18882 | Pipe,Pvc 1.25" X 17.50"/Sch 80 | EA | 36 | 53514197612 | 0.76 | LB
18883 | Pipe,Pvc 1.25" X 3.938"/Sch 80 | EA | 14.5 | 53514197629 | 0.17 | LB
18884 | Pipe,Pvc 1.25" X 28.25"/Sch 80 | EA | 53.5 | 53514197636 | 1.2 | LB
18889 | Nipple,Pipe 2" X 53"/SS | EA | 588.5 | 53514310943 | 16 | LB
18892 | Pin,.218"X1.125"Lg/Solid/Grooved/S.S. | EA | 4.5 | 53514262327 | 0.12 | LB
18908 | Housing,Mtr-& Str 230V/1Ph/1Hp/PC Grinde | EA | 722.5 | 53514198466 | 26.5 | LB
18909 | Housing,Mtr-& Str 230V/1Ph/3Hp/1725RPM/( | EA | 855 | 53514198473 | 27.5 | LB
18910 | Rotor & Brg Asm 230V/1Ph/1Hp/PC Grinder | EA | 376 | 53514198480 | 9.2 | LB
18911 | Rotor & Brg Asm 200/230V/1Ph/2Hp/PC Grin | EA | 422 | 53514198497 | 9.2 | LB
18912 | Seal,Shaft-Asm .750/Type6A/Car-Cer | EA | 68.5 | 53514198558 | 0.261 | LB
18913 | Washer & Snap Ring/PC Grinder | EA | 10 | 53514198565 | 0.02 | LB
18914 | Rotor,Pump/Hydraulic & Pin/(Pc Grinder) | EA | 358 | 53514199135 | 1.5 | LB
18915 | Rotor,Pump/Hydraulic & Pin/Sol/(Pc Grind | EA | 359.5 | 53514199142 | 1.84 | LB
18918 | Cutter & Disc Asm/PC Grinder | EA | 350 | 53514199173 | 2.25 | LB
18919 | Rebuild Kit,E/PC Grinderxx/Xx-Current/Pi | EA | 275 | 53514199203 | 3.2 | LB
18920 | Rebuild Kit,E/PC Grinder/09/07-Current/ | EA | 279 | 53514199227 | 3.2 | LB
18924 | Overload,Thermal/TI 15Hm/Cut & Strip | EA | 51.5 | 53514288372 | 0.05 | LB
18927 | Cover & Cord/Man Run/PC Grinder | EA | 293 | 53514199241 | 13.1 | LB
18928 | Cordage Term&Seal/20'/16-4/Man Run/PC Gr | EA | 101 | 53514199234 | 3.6 | LB
18957 | Screw,.375-16Unc X 1.5" Lg Sh/SS | EA | 2 | 53514339005 | 0.01 | LB
18958 | Cord & Clamp Asm/25'Cd/12-4/Sensor 18-5/ | EA | 639.5 | 53514200992 | 15.5 | LB
18959 | Cord & Clamp Asm/25'Cd/8-4/Sensor 18-5/1 | EA | 929 | 53514201005 | 18.5 | LB
18960 | Cord & Clamp Asm/25'Cd/4-4/Sensor 18-5/1 | EA | 1530 | 53514201012 | 21.5 | LB
18967 | Relay,Voltage-Sensing/"611/621/ | EA | 66 | 53514207014 | 0.312 | LB
18981 | Impeller-Mach Vtx 8.50" 61HD | EA | 341.5 | 53514250478 | 5 | LB
18983 | Bushing,Oilube-Mach 180 Frame/Ex Pr/2.75 | EA | 238 | 53514460563 | 0.75 | LB
18984 | Impeller-Mach Vtx 8.375" 61HD | EA | 318.5 | 53514250492 | 5 | LB
18985 | Impeller-Mach Vtx 8.25" 61HD | EA | 341.5 | 53514250515 | 5 | LB
18986 | Impeller-Mach Vtx 8.125" 61HD | EA | 341.5 | 53514250577 | 5 | LB
18987 | Impeller-Mach Vtx 8.00" 61HD | EA | 341.5 | 53514250591 | 5 | LB
18988 | Impeller-Mach Vtx 7.875" 61HD | EA | 341.5 | 53514250614 | 4.75 | LB
18989 | Impeller-Mach Vtx 7.75" 61HD | EA | 341.5 | 53514250638 | 4.75 | LB
18990 | Impeller-Mach Vtx 7.625" 61HD | EA | 341.5 | 53514250652 | 4.75 | LB
18991 | Impeller-Mach Vtx 7.50" 61HD | EA | 341.5 | 53514250676 | 4.75 | LB
18992 | Impeller-Mach Vtx 7.375" 61HD | EA | 341.5 | 53514250690 | 4.75 | LB
18993 | Impeller-Mach Vtx 7.25" 61HD | EA | 341.5 | 53514250713 | 4.75 | LB
18994 | Impeller-Mach Vtx 7.125" 61HD | EA | 341.5 | 53514250737 | 4.75 | LB
18995 | Impeller-Mach Vtx 7.00" 61HD | EA | 341.5 | 53514250751 | 4.75 | LB
18996 | Impeller-Mach Vtx 6.875" 61HD | EA | 341.5 | 53514250775 | 4.5 | LB
18997 | Impeller-Mach Vtx 6.75" 61HD | EA | 341.5 | 53514250799 | 4.5 | LB
18998 | Impeller-Mach Vtx 6.625" 61HD | EA | 341.5 | 53514250812 | 4.5 | LB
18999 | Impeller-Mach Vtx 6.50" 61HD | EA | 341.5 | 53514250836 | 4.5 | LB
19021 | Tank Adapter,Narrow For 24" Dia Tuf-Tite | EA | 52.5 | 53514203818 | 1.6 | LB
19022 | Tank Adapter,Narrow For 20" Dia Tuf-Tite | EA | 47 | 53514345129 | 1.1 | LB
19051 | Impeller-Plastic "145" | EA | 10 | 53514361693 | 0.212 | LB
19052 | Base-Mach "145" | EA | 152 | 53514494469 | 4.2 | LB
19054 | Cover & Cordage 1Ph/14-5/Ex Pr/50'/Pin/H | EA | 1136.5 | 53514199807 | 27 | LB
19055 | Gasket,Eqd/810-815/Drop In Unit | EA | 4.5 | 53514431853 | 0
19062 | Fitting,PVC 3" X 2" Reducer Coupling/Sc | EA | 75 | 53514313081 | 0.75 | LB
19068 | Seal,Shaft/.625"Dia/HT/Viton | EA | 157 | 53514199920 | 0.02 | LB
19075 | Cutter & Disc Asm Grinder "842"/(05/07-0 | EA | 393 | 53514202132 | 3.2 | LB
19079 | Fitting,Tank Adapter Hub | EA | 68 | 53514310585 | 0.5 | LB
19082 | Hose,Dual Air Line .125"X 15' | EA | 96.5 | 53514345099 | 0
19083 | Hose,Dual Air Line .125"Dia/100'Roll | EA | 7 | 53514341282 | 0
19085 | Fitting,Barbed Hose Adapter W-Bleed Hole | EA | 6.5 | 53514316853 | 0.1 | LB
19088 | Fitting,PVC .75"Tee Slip X FPT | EA | 3.5 | 53514295349 | 0.1 | LB
19096 | Nipple,Pipe 2" X 22"/SS | EA | 334 | 53514334093 | 7.2 | LB
19101 | Bio-Perc, 10Lb Bucket | EA | 191 | 53514233631 | 10 | LB
19103 | Seal,Link 4" Ls-300-C | EA | 19 | 53514200473 | 1 | LB
19104 | Sleeve,6" Al Hub For Link Seal Slv0600A | EA | 705.5 | 53514200527 | 6 | LB
19127 | Flange,Adapter 3" Slip/PVC/Sch 80 | EA | 82.5 | 53514440947 | 2.25 | LB
19136 | Cam,Multizone For 6000 Series Valve/2-Zo | EA | 24.5 | 53514201029 | 0.01 | LB
19137 | Cam,Multizone For 6000 Series Valve/3-Zo | EA | 26.5 | 53514201036 | 0.01 | LB
19138 | Cam,Multizone For 6000 Series Valve/4-Zo | EA | 24.5 | 53514201043 | 0.01 | LB
19139 | Cam,Multizone For 6000 Series Valve/5-Zo | EA | 26.5 | 53514201050 | 0.01 | LB
19140 | Cam,Multizone For 6000 Series Valve/6-Zo | EA | 24.5 | 53514201067 | 0.01 | LB
19141 | Asm,Stem/Disk Multizone/6000 Series/Heav | EA | 73 | 53514201074 | 2 | LB
19142 | Asm,Stem/Disk Multizone/6000 Series/Ligh | EA | 117.5 | 53514201081 | 2 | LB
19154 | Disconnect,2-3"V/S.S./EZ Out | EA | 2369 | 53514247485 | 50 | LB
19155 | Reducer,Bell/Galv/3"X 2" | EA | 136 | 53514201487 | 5 | LB
19180 | Hub & Seal Alum/ 8"/For 72" Curved | EA | 1140 | 53514202170 | 18 | LB
19189 | Spacer Plate,Mach,EZ-Out3"X 2"/Intermedi | EA | 57.5 | 53514346348 | 2 | LB
19205 | Rotor 200/230/460/575V/3Ph/1Hp/3450 Rpm | EA | 145.5 | 53514261719 | 3 | LB
19207 | Rotor 200/230/460V/3Ph/1Hp/1725 Rpm | EA | 129.5 | 53514304133 | 4 | LB
19209 | Rotor 200/230/460/575V/3Ph/2Hp/3450 RPM | EA | 182 | 53514448516 | 4.78 | LB
19211 | Rotor 380V/3Ph/2Hp/3450 RPM | EA | 189.5 | 53514261733 | 5.5 | LB
19225 | Rotor & Brg Asm 200/230V/1Ph/1.5-2Hp/ | EA | 183.5 | 53514215989 | 5 | LB
19226 | Rotor & Brg 200/230/460/575V/3P/2Hp/ | EA | 198 | 53514216009 | 5.1 | LB
19227 | Rotor & Brg 380V/3Ph/2Hp/3450 Rpm/ | EA | 262.5 | 53514216047 | 6 | LB
19228 | Rotor & Brg Asm 200/230V/1Ph/2HP/DS/3450 | EA | 224.5 | 53514216061 | 5 | LB
19229 | Rotor & Brg Asm 200/230/460/575V/3Ph/2HP | EA | 257 | 53514216085 | 5.5 | LB
19231 | Rotor & Brg Asm 200/230V/1Ph/4291/Upper | EA | 249 | 53514216160 | 4.75 | LB
19232 | Rotor & Brg Asm 200/230/460/575V/3Ph/ | EA | 285 | 53514216184 | 5.25 | LB
19233 | Housing,Mtr-&Str 230V/1Ph/2Hp/3450 Rpm/ | EA | 872 | 53514216207 | 30 | LB
19234 | Housing,Mtr-&Str 200V/1Ph/2HP/3450 Rpm/ | EA | 861.5 | 53514216221 | 30 | LB
19235 | Housing,Mtr-&Str 200V/3Ph/2HP/3450 Rpm/ | EA | 1050 | 53514216245 | 26.1 | LB
19236 | Housing,Mtr-&Str 230V/3Ph/2HP/3450 Rpm/ | EA | 1045 | 53514216283 | 27 | LB
19237 | Housing,Mtr-&Str 460V/3Ph/2HP/3450 Rpm/ | EA | 1042 | 53514216306 | 27 | LB
19238 | Housing,Mtr-&Stator 575/3Ph/2HP/3450 Rpm | EA | 1179 | 53514216320 | 36.4 | LB
19244 | Housing,Mtr-&Str 575V/3Ph/2HP/3450 Rpm/ | EA | 1170.5 | 53514479176 | 0
19245 | Housing,Mtr-&Str 230V/1Ph/2HP/MS/3450 Rp | EA | 878 | 53514216368 | 30 | LB
19246 | Housing,Mtr-&Str 200V/1Ph/2HP/MS/3450 Rp | EA | 855.5 | 53514216382 | 30.1 | LB
19247 | Housing,Mtr-&Str 200V/3Ph/2HP/MS/3450 Rp | EA | 1054.5 | 53514216405 | 26.1 | LB
19248 | Housing,Mtr-&Str 230V/3Ph/2Hp/MS/3450 Rp | EA | 1051 | 53514216429 | 27 | LB
19249 | Housing,Mtr-&Str 460V/3Ph/2HP/MS/3450 Rp | EA | 1048 | 53514216443 | 27 | LB
19255 | Fitting,S.S. 3" 90D Elbow | EA | 421 | 53514492052 | 1.5 | LB
19257 | Nipple,Pipe 3" X 2.625"/S.S./Close | EA | 178 | 53514436605 | 1 | LB
19283 | Pipe,Discharge-Asm/Gooseneck/SS | EA | 555 | 53514333119 | 3.44 | LB
19285 | Seal,O-Ring (220)Buna-N | EA | 0.5 | 53514369309 | 0.01 | LB
19289 | Terminal,Male Inserts/6 Pin/Han6E-M-S/16 | EA | 76 | 53514428051 | 0.0037 | LB
19290 | Housing,Elec-Molded/Eqd | EA | 173.5 | 53514431860 | 0
19293 | Nut,Sealing 1.625"-12/Y Zn Dichromate St | EA | 383.5 | 53514373535 | 0
19298 | Seal,Link/10"Hub For 6" Pvc/For 60"Dia. | EA | 940.5 | 53514203269 | 10 | LB
19299 | Seal,Link/5"Hub/Flatwall3"Copper Pipe/Ls | EA | 1137.5 | 53514203276 | 8 | LB
19316 | Switch,Reset/Alarm Test/Rhombus Panel | EA | 37 | 53514203764 | 0.5 | LB
19322 | Cord Term&Seal 230V/50'/16-3 SJOW or SJO | EA | 270 | 53514204129 | 4.2 | LB
19325 | Spring,Disc Accelerator/Check Valve | EA | 286.5 | 53514204235 | 0.02 | LB
19334 | Nipple,Pipe 4" X 2.875"/Galv/NPT | EA | 79.5 | 53514363536 | 1 | LB
19340 | Nipple,Pipe 1.25" NPT X 1.625-12Un X 8.2 | EA | 112.5 | 53514373511 | 0
19353 | Rebuild Kit "WM152" | EA | 81 | 53514204983 | 2.65 | LB
19358 | Impeller-Plastic "820" | EA | 124.5 | 53514232092 | 1 | LB
19361 | Cover & Cord 200/230V/1P/"840"/25'/Gland | EA | 618 | 53514204921 | 17 | LB
19399 | Seal,Shaft Silicon Carbide/RotaryJohn Cr | EA | 15.5 | 53514241582 | 0.011 | LB
19400 | Seal,Shaft 1/2"(John Crane Type 6A)/ | EA | 22.5 | 53514298852 | 0.04 | LB
19401 | Seal,Shaft Carbon/StationaryJohn Crane | EA | 8 | 53514241605 | 0.051 | LB
19402 | Seal,Shaft 1/2"(John Crane Type 11A)/ | EA | 23.5 | 53514298876 | 0.062 | LB
19417 | Cord,Cut & Strip-20'/H07RN-F3G1.5Mm/Roh | EA | 135.5 | 53514242411 | 2.53 | LB
19421 | Screw,#6-32 X.375 RHM-Sltc/Zinc Plated | EA | 1 | 53514209704 | 0.01 | LB
19429 | Relay,Reversing/For Rhombus Panel 10-039 | EA | 40 | 53514207021 | 0.5 | LB
19439 | Cord Term&Seal 115V/35'/16-3 SJTW or SJT | EA | 114 | 53514207236 | 3 | LB
19444 | Cordage Cond&Sls/HT/8'/16-3/Auto/"3137/3 | EA | 399.5 | 53514207465 | 0.6 | LB
19457 | Guide,Pipe .75" X 40"/SS | EA | 148.5 | 53514494230 | 3 | LB
19458 | Cordage Term&Seal/25'/18-2 SOW-A/MS/1Ph/ | EA | 114.5 | 53514207755 | 2 | LB
19465 | Fitting,Reducer 4" X 3"/Eccentric/C.I./F | EA | 707.5 | 53514330514 | 28 | LB
19471 | Cord Term&Seal 115V/35'/16-3 SJTW or SJT | EA | 164 | 53514207922 | 3.2 | LB
19483 | Cord Term&Seal 115V/1Ph/35'/14Ga/Auto/ | EA | 174 | 53514208189 | 6.2 | LB
19487 | Disconnect,3"H/SS/Plate Asm/EZ Out/39-00 | EA | 1415.5 | 53514208363 | 22 | LB
19489 | Hardware Pak,24"Dia PSF/2V2D/ZCO/ | EA | 20.5 | 53514228668 | 0.5 | LB
19490 | Hardware Pak,24"Dia PSF/2V2D/ZCO/ | EA | 22.5 | 53514296827 | 0.025 | LB
19491 | Hardware Pak,24"Dia PSF/2V2D/ZCO/ | EA | 22.5 | 53514296834 | 0.025 | LB
19494 | Pipe,Pvc 2" X 15.50" Sch 40 | EA | 22.5 | 53514373931 | 0.91 | LB
19509 | Pipe,Pvc 1.5" X 10"/Sch 40 | EA | 21.5 | 53514388737 | 0.58 | LB
19520 | Carton,Ex Pr Sew/Eff | EA | 25 | 53514357900 | 4.1 | LB
19548 | Seal,Flexible Boot Fitting 1.25" | EA | 486 | 53514302306 | 1 | LB
19550 | Housing,Pump-Mach &Press Relief Valve/"8 | EA | 319 | 53514211042 | 15 | LB
19551 | Housing,Pump-Mach &Press Relief Valve/"8 | EA | 321.5 | 53514211059 | 15 | LB
19552 | Plug,Protector 2" Npt/Plastic | EA | 2.5 | 53514335953 | 0.01 | LB
19566 | Tube,Transparency/Turbitiy 60cm/ | EA | 270 | 53514226213 | 1 | LB
19568 | Ladle, 250ml/For Fusion Service Kit | EA | 220.5 | 53514226275 | 0.1 | LB
19569 | Strips, Test PH Indicator(0-14PH units) | EA | 248.5 | 53514226299 | 0.061 | LB
19570 | Strips,Test Ammonia Nitrogen(25 per pk) | EA | 148.5 | 53514226312 | 0.05 | LB
19571 | Strips,Test Nitrate/Nitrite Nitrogen/ | EA | 138.5 | 53514226336 | 0.05 | LB
19573 | Box, Tool Box for Fusion Service Kit | EA | 206.5 | 53514226374 | 10 | LB
19586 | Cam,Multizone For 4000 Series Valve/ | EA | 19 | 53514211356 | 1 | LB
19588 | Pump, End for 55Gpm/1 Stage Effluent | EA | 498 | 53514211417 | 4.4 | LB
19598 | Body,Roto Finish For 322-0005 | EA | 344 | 53514211691 | 6 | LB
19604 | Cordage Term&Seals/100'/16-4 SOW-A/3Ph/ | EA | 450.5 | 53514211950 | 11 | LB
19607 | Socket For Rhombus Panel | EA | 20 | 53514212698 | 0.5 | LB
19608 | Carton Asm "810-815" | EA | 90 | 53514213510 | 4 | LB
19620 | Cordage Term&Seal/50'/14-3 SO/230V/1Ph/ | EA | 391 | 53514213572 | 8.7 | LB
19625 | Housing,Mtr-&Str 575V/3Ph/2HP/MS/3450 Rp | EA | 1185 | 53514216467 | 36.4 | LB
19630 | Housing,Mtr-&Str 460V/3Ph/2HP/MS/3450 Rp | EA | 1039.5 | 53514394011 | 31 | LB
19646 | Rotor & Brg Asm 1Ph/2HP/191/Upper & Lowe | EA | 208 | 53514216504 | 5 | LB
19647 | Rebuild Kit Single Seal/Auto/160-290/ | EA | 268 | 53514216528 | 8 | LB
19648 | Rebuild Kit,Single Seal/Na/1&3Ph/160-290 | EA | 232.5 | 53514216542 | 8 | LB
19649 | Rebuild Kit,191/Ball Bearing | EA | 221 | 53514216566 | 8 | LB
19650 | Rotor & Brg Asm 200/230V/1Ph/1Hp/3450 Rp | EA | 137 | 53514238452 | 5 | LB
19651 | Rotor & Brg 200/230/460/575V/3P/1Hp/ | EA | 161.5 | 53514238513 | 5.1 | LB
19652 | Rotor & Brg Asm 200/230V/1Ph/1HP/DS/3450 | EA | 161 | 53514238537 | 5 | LB
19653 | Rotor & Brg Asm 200/230/460/575V/3Ph/1HP | EA | 193.5 | 53514238551 | 5.5 | LB
19654 | Housing,Mtr-&Str 200V/1Ph/1Hp/3450 Rpm/ | EA | 662 | 53514449926 | 30 | LB
19655 | Housing,Mtr-&Str 230V/1Ph/1Hp/3450 Rpm/ | EA | 728.5 | 53514319403 | 33 | LB
19656 | Housing,Mtr-&Str 200V/3Ph/1Hp/3450 Rpm/ | EA | 806 | 53514355968 | 29 | LB
19657 | Housing,Mtr-&Str 230V/3Ph/1Hp/3450 rpm/ | EA | 841.5 | 53514310660 | 29 | LB
19658 | Housing,Mtr-&Str 460V/3Ph/1Hp/3450 Rpm/ | EA | 838.5 | 53514319397 | 29 | LB
19661 | Housing,Mtr-&Str 230V/1Ph/1Hp/3450 Rpm/ | EA | 698 | 53514307936 | 33 | LB
19663 | Housing,Mtr-&Str 230V/3Ph/1Hp/3450 Rpm/ | EA | 833 | 53514416683 | 29 | LB
19676 | Switch,Mech Flt/30Vdc/.1A/50'Cd/Wide/ | EA | 133.5 | 53514213435 | 3.34 | LB
19695 | Cutter & Shim Asm/3 Blade/.75" Screw | EA | 207.5 | 53514214821 | 1.5 | LB
19696 | Cutter & Shim Asm/3 Blade/1" Screw | EA | 208.5 | 53514214845 | 1.5 | LB
19697 | Cutter & Shim Asm/5 Blade/.75" Screw | EA | 228.5 | 53514214869 | 1.5 | LB
19698 | Cutter & Shim Asm/5 Blade/1" Screw | EA | 229.5 | 53514214883 | 1.5 | LB
19705 | Hardware Pak,Quick Mount/Oil Smart | EA | 50.5 | 53514214784 | 0.5 | LB
19708 | Rebuild Kit,Double Seal/1&3 Ph/4160-4290 | EA | 261 | 53514216580 | 8 | LB
19709 | Rebuild Kit,Double Seal/1&3 Ph/4290-4291 | EA | 419.5 | 53514216603 | 8 | LB
19710 | Rebuild Kit,Double Seal/1&3Ph/W&W-O MS/ | EA | 370 | 53514216627 | 8 | LB
19721 | Hardware,Suspended/Basin/(For 32-0024) F | EA | 4629.5 | 53514217570 | 193 | LB
19740 | Guide,Pipe 2" X 58.50"/S.S. | EA | 657 | 53514227517 | 19.5 | LB
19753 | Stator,230V-460V/30HP/1750/3Ph/ | EA | 5415 | 53514219451 | 250 | LB
19756 | Sampler, Sludge Judge For Fusion Servic | EA | 873.5 | 53514226398 | 4 | LB
19757 | Case, Sludge Judge for Fusion Service Ki | EA | 196.5 | 53514226411 | 1 | LB
19758 | Brush, Cleaning .75" for Fusion Servic | EA | 95.5 | 53514225971 | 1 | LB
19764 | Fitting,SS 1.25" Street Elbow | EA | 92 | 53514220341 | 1.04 | LB
19768 | Valve,Check/1.5 InLine/Vertical | EA | 37.5 | 53514226619 | 0.2 | LB
19775 | Transformer,208V/50Hz | EA | 352.5 | 53514221003 | 5 | LB
19776 | Hub W-Out Seal-Fg/4"/Curved/For 18" Dia | EA | 81 | 53514221423 | 6 | LB
19778 | Hub Assembly, 4"Fg Hub & Grommet/18"Dia | EA | 104 | 53514221621 | 6 | LB
19780 | Housing,Pump-Volute/Md 322/Aluminum | EA | 413 | 53514221805 | 5 | LB
19781 | Cordage Term&Seal/65'/14-3 SO/230V/1Ph/ | EA | 466.5 | 53514222000 | 11.3 | LB
19823 | Seal,Pipe-2" (For 4"Hole) | EA | 27 | 53514223229 | 0.12 | LB
19839 | Cover & Cord 25'Cd/12-4/Sen 18-5/HT/180F | EA | 1891 | 53514224806 | 50 | LB
19840 | Rotor & Brg Asm 200-460V/3Ph/6161/X6163 | EA | 481.5 | 53514225193 | 7.1 | LB
19842 | Valve,Check 1" Clr Pvc/Slip X Slip/ | EA | 80.5 | 53514483302 | 0
19844 | Valve,Check 1.5" Clr Pvc/Slip X Slip/ | EA | 91 | 53514226695 | 1.25 | LB
19857 | Hose,1.5" Rubber Coupling | EA | 3 | 53514229795 | 0.02 | LB
19885 | Screw,.313-18 X 1.25"Long Flat Head Sock | EA | 1 | 53514227135 | 0.01 | LB
19886 | Float,Polypropylene/WWG 4DMG7 | EA | 7 | 53514226800 | 0.36 | LB
19887 | Gasket,Case/Cover/WWG 4DMH6 | EA | 16.5 | 53514226817 | 0.01 | LB
19888 | Float,Plastic/WWG 4DMH5 | EA | 11 | 53514226824 | 0.35 | LB
19889 | Capacitor,10Uf/250Vac/"98"/WWG 4DMH2 | EA | 64 | 53514226831 | 0.14 | LB
19890 | Relay Asm 115V/G5/WWG 4DMH3 | EA | 14.5 | 53514226848 | 1 | LB
19891 | Guide Asm,Float Rod/WWG 60L497 | EA | 6.5 | 53514226855 | 0.2 | LB
19894 | Cord Term&Seal 230V/1Ph/20A/Na/Gland/25' | EA | 272 | 53514226756 | 4.6 | LB
19895 | Cover & Cord 230V/1Ph/14Ga/20A/25'/Gland | EA | 403 | 53514226770 | 15 | LB
19914 | Disconnect,2"V/BRASS/Plate Asm/EZ Out/ | EA | 1166.5 | 53514227296 | 13 | LB
19919 | Cover & Cord Asm 75'Cd/8-4/Sen 18-5/140 | EA | 2294.5 | 53514228217 | 49 | LB
19921 | Bracket for Model 322 | EA | 395 | 53514228781 | 3 | LB
19923 | Seal for Model 322 | EA | 208.5 | 53514228828 | 1 | LB
19924 | Gloves, Latex/1 box (50 pair) | EA | 72.5 | 53514229672 | 1 | LB
19925 | Beaker, Graduated 1000ml for Fusion Serv | EA | 3.5 | 53514229658 | 0.01 | LB
19936 | Leadwire Asm 25' 12AWG Flat Wire | EA | 661.5 | 53514230715 | 2 | LB
19938 | Cam,Multizone For 4000 Series Valve/ | EA | 20 | 53514230876 | 1 | LB
19939 | Hub & Seal Alum/ 6"/For 24"-72" Dia | EA | 740 | 53514230999 | 15 | LB
19942 | Transformer,Fusion 115V-100V/Blower | EA | 751 | 53514258009 | 3 | LB
19993 | Bracket,Anti-Rotate/PCG/EZ Out/SS | EA | 58 | 53514343231 | 0.75 | LB
21392 | Ext Warranty,Gold Star .5Hp Thru 1.5Hp E | EA | 319 | 54757076375 | 0.001 | LB
21393 | Ext Warranty,Gold Star Plus/2 Thru 3Hp E | EA | 598.5 | 54757076382 | 0.001 | LB
21433 | Cord,115V/100'/14-3 SJOW-A/(For 5030-001 | EA | 647.5 | 53514196691 | 10 | LB
22467 | Adapter,1 1/4NPT X 3/4NH | EA | 4 | 53514245269 | 0.1 | LB
23258 | Carton/Power Flush S1202 | EA | 78.5 | 53514486457 | 2 | LB
26014 | Coupling Asm | EA | 97.5 | 53514009007 | 1 | LB
26016 | Adapter,Mtr Model 112 | EA | 215 | 53514009014 | 2 | LB
26033 | Rod,Flt-& End | EA | 28.5 | 53514009038 | 0.35 | LB
26072 | Switch 440V | EA | 43 | 53514009106 | 0 | LB
26075 | Extension,Sw Arm | EA | 10.5 | 53514009113 | 0.01 | LB
27004 | Motor Asm 115/230/1Ph/.3Hp/Tefc | EA | 829 | 53514009120 | 2 | LB
27009 | Bracket,Switch | EA | 123 | 53514009137 | 0.213 | LB
27010 | Motor 115/230V/1Ph/.3Hp/Tefc | EA | 770 | 53514009144 | 0 | LB
27034 | Rod,Flt-& End SS 38-5" Lg | EA | 37.5 | 53514009212 | 6 | LB
28011 | Adapter-Mach Alum | EA | 81.5 | 53514009243 | 0.2 | LB
28021 | Motor&Ell .3Hp 200V/3Ph/Ex Pr | EA | 1595 | 53514009267 | 4 | LB
30131 | Transformer 115V To 8V | EA | 68 | 53514009359 | 0.75 | LB
30132 | Transformer 230V To 8V | EA | 124.5 | 53514009366 | 0.75 | LB
30133 | Bell,6.0" Dia-8V | EA | 298 | 53514041236 | 2.5 | LB
30187 | Hose,1.25/1.5" | EA | 2.5 | 53514009397 | 0.115 | LB
34007 | Seal,Mtr Hsg | EA | 1 | 53514009441 | 0.01 | LB
34019 | Float,Polypropylene "50/98-130/260" | EA | 7 | 53514009489 | 0.36 | LB
34041 | Seal,Thru Wall Term-Kit | EA | 2.5 | 53514009502 | 0.02 | LB
34046 | Gasket,Case/Cover | EA | 1.5 | 53514009519 | 0.01 | LB
34052 | Bearing,Sleeve Bronze/Mtr Hsg/Md 55/59/ | EA | 5 | 53514009540 | 0.02 | LB
34066 | Overload,La County | EA | 15.5 | 53514009595 | 0.2 | LB
34067 | Cover & Handle "50"/Nonauto | EA | 36 | 53514009601 | 2 | LB
34075 | Seal,Cup-Kit W/O Hole | EA | 19.5 | 53514009618 | 0.1 | LB
34081 | Conversion Kit, "34/36" | EA | 109.5 | 53514009625 | 0.5 | LB
34082 | Divertor-Bent | EA | 0.5 | 53514009632 | 0.1 | LB
34084 | Clamp,Guide | EA | 2.5 | 53514009649 | 0.01 | LB
34086 | Guide Asm,Flt Rod | EA | 6.5 | 53514009663 | 0.2 | LB
34090 | Plug,Test-White | EA | 1 | 53514009670 | 0.003 | LB
34091 | Switch Pkg | EA | 113 | 53514009687 | 2.5 | LB
36067 | Cover & Handle Brass "50" | EA | 288.5 | 53514009779 | 2.3 | LB
36081 | Conversion Kit, "50&97" | EA | 372.5 | 53514009786 | 3.7 | LB
37014 | Housing,Mtr-& Brg Mach | EA | 75.5 | 53514009809 | 1 | LB
37032 | Rotor-Mach 115V/1Ph | EA | 54 | 53514009823 | 1 | LB
37051 | Cover & Relay Asm | EA | 105 | 53514009847 | 2.1 | LB
37071 | Cover-Mach | EA | 30.5 | 53514009854 | 1.8 | LB
37074 | Bracket,Relay "37" | EA | 11 | 53514009861 | 0.07 | LB
37075 | Relay,"37"-115V (Watt Mate) | EA | 7 | 53514009878 | 0 | LB
37079 | Dielectric Paper | EA | 1 | 53514009892 | 0.01 | LB
38011 | Base-Mach (Flat) | EA | 54.5 | 53514009908 | 1 | LB
54021 | Seal,Shaft-& Spacer | EA | 12 | 53514009953 | 0.1 | LB
54024 | Bearing,Sleeve/Bronze/P-Hsg/Md 55/59/139 | EA | 5.5 | 53514009960 | 0.02 | LB
54026 | Cord Term&Seal 115V/ 9'/18-3 SJTW-A/Auto | EA | 31 | 53514009984 | 0.7 | LB
54032 | Rotor Asm 115V/1Ph GE | EA | 35.5 | 53514010010 | 2 | LB
54036 | Strainer | EA | 2.5 | 53514010034 | 0 | LB
54051 | Case & Switch "50" | EA | 97.5 | 53514010096 | 2.5 | LB
54062 | Rod,Float-Molded/"50" | EA | 2.5 | 53514010126 | 0.011 | LB
54064 | Stop,Rod-Lg Cycle | EA | 4 | 53514143244 | 0.1 | LB
54069 | Cord Term&Seal 115V/15'/18-3 SJTW-A/Nona | EA | 45 | 53514010133 | 1.1 | LB
54070 | Cord Term&Seal 230V/15'/18-3 Sjtw/Non | EA | 57.5 | 53514010140 | 1.2 | LB
54071 | Seal,Shaft Ceramic/RotaryJohn Crane | EA | 3.5 | 53514170875 | 0.01 | LB
54076 | Rod Asm,Upper Float&-Lg Cycle | EA | 79.5 | 53514010157 | 6 | LB
54077 | Bracket,Upper-Lg Cycle | EA | 16.5 | 53514010164 | 0.01 | LB
54085 | Stop,Flt Rod-Lg Cycle | EA | 8 | 53514010195 | 0.01 | LB
54096 | Cord Term&Seal 115V/35'/16-3 SJTW or SJT | EA | 167 | 53514010201 | 2.9 | LB
54097 | Cord Term&Seal 115V/35'/16-3 SJTW or SJT | EA | 167 | 53514010218 | 2.9 | LB
54102 | Cord Term&Seal ED/115V/9'/16-3 SJOW-A/Au | EA | 48.5 | 53514010225 | 0.9 | LB
54103 | Cord Term&Seal ED/115V/15'/16-3 SJOW-A/N | EA | 95 | 53514010232 | 1.4 | LB
54107 | Case & Switch ED "50" | EA | 91 | 53514010263 | 2.5 | LB
54112 | Cord Term&Seal 115V/15'/18-3 SJTW-A/Auto | EA | 59 | 53514010270 | 1.1 | LB
56051 | Case & Switch Brass "50" | EA | 357.5 | 53514010317 | 3 | LB
57010 | Impeller "57" | EA | 21 | 53514010324 | 1.5 | LB
57018 | Housing,Pump-Mach"53/57-2057-51-63-371" | EA | 49 | 53514010331 | 5.5 | LB
57029 | Base Asm | EA | 39.5 | 53514010355 | 4.41 | LB
57059 | Rebuild Kit "57/59" (8/79 Thru 8/86) | EA | 106.5 | 53514010362 | 3.9 | LB
57060 | Parts,Small-Kit | EA | 16.5 | 53514010379 | 0.2 | LB
59001 | Impeller Br "59" | EA | 177.5 | 53514010386 | 2 | lb
59005 | Housing,Pump-&Brg Mach Br "55/59" | EA | 627.5 | 53514010393 | 7.2 | LB
59009 | Base Asm Brass | EA | 531.5 | 53514010409 | 6.7 | LB
67014 | Gasket | EA | 1 | 53514010430 | 0.01 | LB
67032 | Motor 115V/1Ph | EA | 180 | 53514010447 | 0 | LB
67035 | Seal Asm,Shaft-Model 67 | EA | 25 | 53514010454 | 0.1 | LB
73013 | Guard,Switch | EA | 16.5 | 53514010508 | 0.2 | LB
75007 | Base-Mach Brass "85" | EA | 172.5 | 53514010553 | 2.9 | LB
79009 | Motor 115V | EA | 484 | 53514010614 | 40 | LB
79012 | Motor 115V GE | EA | 484 | 53514010621 | 40 | LB
79017 | Rod Asm,Flt "79" | EA | 26 | 53514010638 | 0.8 | LB
79020 | Switch Asm | EA | 54.5 | 53514010652 | 0.2 | LB
80284 | Seal,Shaft Carbon/Stationary/EKK | EA | 6.5 | 53514475727 | 0.01676 | LB
80285 | Seal,Shaft Ceramic/Rotary/EKK | EA | 5.5 | 53514475734 | 0.01146 | LB
80557 | Fitting,Plastic Adapter 1" FPT X .75"NHR | EA | 3.5 | 53514313104 | 0.5 | LB
81747 | Seal,Pipe-1.5"/White (For 2.5"Hole)/ZT | EA | 5.5 | 53514478490 | 0.05 | LB
82616 | Coupling,Bellows-Rubber/White/"202"/ZT | EA | 14 | 53514478506 | 0.2 | LB
84839 | Kit,Outlet Pipe Assembly Repair-QJC | EA | 28 | 53514497859 | 0.37 | LB
84841 | Kit,Float Repair-QJC | EA | 862.5 | 53514497873 | 0
84844 | Kit,Cutter Set Repair-QJC | EA | 405 | 53514497880 | 0
84846 | Kit,Pump Repair Cover-QJC | EA | 415.5 | 53514497897 | 0
84847 | Kit,Tank Cover Repair-QJC | EA | 106.5 | 53514497903 | 0
84848 | Kit,Filter Basket and Inlet Elbow Pipe R | EA | 1950 | 53514497910 | 0
84850 | Volute,Discharge Elbow Pipe/Foot Pads/Se | EA | 1924 | 53514497927 | 0
84852 | Kit,PumpDischarge Elbow Pipe, and Volute | EA | 468.5 | 53514497934 | 0
84853 | Kit,Tank Repair-QJC | EA | 3126.5 | 53514497941 | 0
84854 | Kit,Check Valve Assembly Repair-QJC | EA | 333.5 | 53514497958 | 0.07 | LB
84855 | Kit,Pump Repair/Decorative Cover-QJC | EA | 291.5 | 53514497965 | 0
84856 | Kit,J-Box Repair/Decorative Cover-QJC | EA | 302 | 53514497972 | 0
84859 | Kit,Circuit Board & Capacitor Repair-QJC | EA | 1589 | 53514497989 | 0
84860 | Kit,J-Box Lid Repair-QJC | EA | 1833 | 53514497996 | 0
84932 | Carton,QJC | EA | 39 | 53514498009 | 3.06 | LB
84961 | Carton,QJP | EA | 39 | 53514498016 | 2.86 | LB
84994 | Kit,Tank Cover Repair-QJP | EA | 109.5 | 53514498030 | 2.91 | LB
85000 | Kit,Pump Repair-QJP | EA | 785 | 53514498054 | 21.53 | LB
85001 | Kit,Vent Pipe Repair-QJC/QJP | EA | 28.5 | 53514487133 | 1 | LB
94018 | Housing,Mtr-Asm | EA | 115 | 53514010720 | 10 | LB
94028 | Seal,Mtr Hsg | EA | 1.5 | 53514010812 | 0.01 | LB
94030 | Gasket,Case/Cover | EA | 2 | 53514010836 | 0.01 | LB
94032 | Seal,Cord-Asm & Strain Relief | EA | 7 | 53514010850 | 0.05 | LB
94033 | Nut,Gland-Delrin | EA | 1.5 | 53514034139 | 0.009 | LB
94037 | Oil,Dielectric-(42 Oz) | EA | 54.5 | 53514010874 | 2.7 | LB
94038 | Guide,Rubber-Flt Rod | EA | 0.5 | 53514074104 | 0.01 | LB
94043 | Seal,Cord-ED | EA | 23 | 53514010911 | 0.1 | LB
94046 | Nut,Gland-Br | EA | 18 | 53514493608 | 0.01 | LB
94048 | Guide Asm,Flt Rod | EA | 3 | 53514010935 | 0.03 | LB
94071 | Cord Term&Seal 115V/10'/16-3 SJOW-A | EA | 39 | 53514010973 | 1.1 | LB
94072 | Cord Term&Seal 230V/10'/16-3 SJOW-A | EA | 57 | 53514010980 | 1.1 | LB
94075 | Cord Term&Seal 115/230V/10'/16-3 SOW-A/U | EA | 60 | 53514010997 | 1.1 | LB
94078 | Clip,Overload | EA | 8.5 | 53514011000 | 0.01 | LB
94080 | Wire Pkg | EA | 13 | 53514011024 | 0.1 | LB
94090 | Clip,Hi-Pak | EA | 9 | 53514011048 | 0.04 | LB
94099 | Lever,Cartridge-Asm/"Hi-Pak" | EA | 26 | 53514011086 | 0.1 | LB
94105 | Motor Kit 115V/1Ph/.3Hp G5 | EA | 296.5 | 53514011109 | 2 | LB
94106 | Bearing,Radial 6203 W-Snap Ring | EA | 16.5 | 53514011116 | 0.2 | LB
94108 | Bolt,Thru "94/147" | EA | 1 | 53514011130 | 0 | LB
94111 | Stator 115V/1Ph .3Hp G1 | EA | 221.5 | 53514011147 | 40 | LB
94117 | Spacer,Rotor | EA | 1 | 53514011178 | 0 | LB
94120 | Relay,Hi-Pak 115V | EA | 27 | 53514011185 | 1 | LB
94123 | Overload 230V | EA | 14 | 53514011208 | 0.1 | LB
94130 | Relay,Hi-Pak 230V | EA | 31 | 53514011215 | 0 | LB
94133 | Cover & Gasket | EA | 68.5 | 53514011239 | 0.33 | LB
94135 | Seal,Cord 18-3 SO | EA | 37 | 53514011246 | 0.1 | LB
94136 | Seal,Uf Cable 12-3 Or 14-3 | EA | 34.5 | 53514011253 | 0.195 | LB
94138 | Plug,3/4"Ips | EA | 0.5 | 53514011260 | 0.25 | LB
94166 | Cordage & Term/10'/18-2 SO/3Ph/Pilot | EA | 54.5 | 53514011291 | 0.8 | LB
94167 | Cordage & Term/10'/16-4 SOW-A/3Ph/Power | EA | 74.5 | 53514011307 | 1.3 | LB
94239 | Cord Term&Seal 115V/25'/Extra Duty | EA | 155 | 53514011369 | 2.9 | lb
94244 | Cord Term&Seal 115V/50'/16-3 SOW-A | EA | 275.5 | 53514011383 | 4.4 | LB
94255 | Guide Asm,Flt | EA | 2.5 | 53514011406 | 0.1 | LB
94256 | Rotor 115V/1Ph .3Hp G5 | EA | 55.5 | 53514011413 | 40 | LB
94259 | Cord & Term WO Seal 115V/35'/16-3 SOW-A | EA | 220 | 53514011444 | 3.01 | LB
96104 | Case & Gasket/4Hole/Brass/"Hi-Pak" | EA | 127.5 | 53514011642 | 3.5 | LB
101024 | Shaft-Mach 62"Lg W/O Sleeve | EA | 154.5 | 53514012878 | 4.2 | LB
101025 | Shaft Asm-40.625 Long | EA | 130 | 53514012885 | 2.8 | LB
111002 | Switch Asm | EA | 1294 | 53514013189 | 0.2 | LB
121047 | Tube,Discharge | EA | 41.5 | 53514013592 | 0.2 | LB
121058 | Cover,Float | EA | 29.5 | 53514013615 | 0 | LB
121059 | Float Asm | EA | 51.5 | 53514013622 | 0 | LB
121121 | Nozzle,Aerator | EA | 26 | 53514013639 | 0 | LB
123020 | Seal,Mtr Hsg | EA | 3 | 53514013646 | 0.02 | LB
123024 | Gasket,Case/Cover | EA | 3 | 53514013660 | 0.01 | LB
123031 | Seal,Shaft | EA | 25 | 53514013684 | 0.1 | LB
123040 | Oil,Dielectric-(74 Oz) | EA | 74 | 53514013714 | 4.625 | LB
123053 | Seal,Cord-Asm | EA | 35 | 53514013745 | 0.1 | LB
123088 | Float | EA | 40 | 53514013752 | 2 | LB
123090 | Cover,Float | EA | 37 | 53514013769 | 0 | LB
125117 | Rotor-Mach 200V/3Ph/3/4Hp G-1 | EA | 162 | 53514013844 | 40 | LB
127102 | Relay/Voltage 4-230V | EA | 233 | 53514272579 | 1 | LB
133261 | Ring/Sq Cut 8.484" I.D. for NE331 pump | EA | 7.5 | 53514249953 | 0.5 | LB
137004 | Housing,Pump-Mach "137" | EA | 82.5 | 53514014407 | 10.5 | LB
137006 | Impeller "137" | EA | 27.5 | 53514014414 | 2 | LB
137008 | Strainer Plate "139" | EA | 5 | 53514014421 | 0.109 | LB
137009 | Carton Asm "137/139" | EA | 20 | 53514014438 | 1 | LB
137016 | Carton,"137/139" | EA | 12 | 53514463137 | 1.583 | LB
139002 | Base & Plate Asm | EA | 713.5 | 53514014681 | 8.9 | LB
139006 | Impeller Br "139" | EA | 364.5 | 53514014698 | 3.4 | LB
139018 | Housing,Pump-&Brg Mach Br "139" | EA | 1107 | 53514014704 | 11 | LB
147031 | Seal,Shaft-Teflon | EA | 299.5 | 53514014742 | 0.02 | LB
147135 | Relay Asm 230V G5 | EA | 14.5 | 53514014834 | 0.3 | LB
147139 | Stator 230V/1Ph/.5Hp G5 | EA | 265 | 53514014865 | 0 | LB
150015 | Rotor & Brg Asm/115/230V/1Ph/"140/270" | EA | 102 | 53514234904 | 5.4 | LB
150016 | Rotor & Brg Asm/115/230V/1Ph/"4140/4270" | EA | 108.5 | 53514234928 | 4 | LB
150027 | Seal,Cord-Bsn Cvr/3 Hole/(Topps)/For 2.5 | EA | 13 | 53514235086 | 0.5 | LB
150029 | Seal,Cord-Bsn Cvr/2 Hole/(Topps)/For 2.5 | EA | 9 | 53514235383 | 1 | LB
150030 | Hardware Pak,24" Dia/1 Hole Cord Seal/ | EA | 77 | 53514235420 | 2 | LB
150031 | Hardware Pak,24" Dia/2 Hole Cord Seal/ | EA | 78.5 | 53514235444 | 2 | LB
150032 | Hardware Pak,24" Dia/3 Hole Cord Seal/ | EA | 78.5 | 53514235468 | 2 | LB
150040 | Alarm,Horn/115V For Panel 10-0092 | EA | 26.5 | 53514236984 | 0.4 | LB
150084 | Float Rod Magnet Guide & Spring Asm/ | EA | 46 | 53514239701 | 0.2 | LB
150085 | Float Rod Guide Asm/Model 503 | EA | 52.5 | 53514239725 | 0.4 | LB
150086 | Rebuild Kit/"503" | EA | 81 | 53514239749 | 0.5 | LB
150093 | Hardware Pak,24" Dia/1 Hole Cord Seal/ | EA | 78.5 | 53514238179 | 2 | LB
150094 | Hardware Pak,24" Dia/2 Hole Cord Seal/ | EA | 78.5 | 53514238193 | 2 | LB
150095 | Hardware Pak,24" Dia/3 Hole Cord Seal/ | EA | 78.5 | 53514238216 | 2 | LB
150096 | Hardware Pak,24" Dia/1 Hole Cord Seal/ | EA | 78.5 | 53514238278 | 2 | LB
150097 | Hardware Pak,24" Dia/2 Hole Cord Seal/ | EA | 78.5 | 53514238254 | 2 | LB
150098 | Hardware Pak,24" Dia/3 Hole Cord Seal/ | EA | 78.5 | 53514238230 | 2 | LB
150099 | Screw,Stator 8-32 X 2.688"Lg/Bright Zin | EA | 0.5 | 53514244392 | 0.01 | LB
150101 | Rebuild Kit, Valve"503" | EA | 114 | 53514239763 | 0.1 | LB
150103 | Coupling,Elec 4.0"/SS/ (Topps) | EA | 913.5 | 53514238711 | 6 | LB
150105 | Conduit-Mach 16' "HT" | EA | 452 | 53514238919 | 1 | LB
150106 | Cordage & Term/HT/16'/16-3 SOW-A/Nonaut | EA | 61 | 53514238933 | 1 | LB
150107 | Cordage Cond&Sls/HT/16'/16-3/Nonauto/"31 | EA | 647.5 | 53514238957 | 2.5 | LB
150108 | Cover & Cord 3Ph "160/180/290" | EA | 685 | 53514239152 | 25 | LB
150113 | BK53 220V/1Ph/Korean/E-F Plug/DP/Auto/(S | EA | 494.5 | 53514241063 | 22 | LB
150114 | U53 220V/1Ph/50Hz/No Plug/105 DP/Auto/ | EA | 533 | 53514241087 | 22 | LB
150115 | U53 220V/1Ph/50Hz/Plug/105 DP/Auto/(Serv | EA | 539.5 | 53514241100 | 22 | LB
150116 | M98 35'Cd/115V/1Ph/cCSAus/131 DP/(Se | EA | 555 | 53514241124 | 39 | LB
150147 | Hub & Seal-Alum/12"/Curved/For 48" | EA | 1217 | 53514240943 | 15 | LB
150149 | Housing,Pump-Mach "98" | EA | 97 | 53514244415 | 11 | LB
150155 | Housing,Pump-Mach "1098" | EA | 100.5 | 53514244439 | 12 | LB
150165 | Kit,Baffle-Retrofit/QJ Ultima Model "202 | EA | 47 | 53514242275 | 0.7 | LB
150187 | Cover & Cord 230V/1Ph/16-3/50' | EA | 587.5 | 53514244231 | 21 | LB
150188 | Arm & Seal Asm "160/180/290"/WWG 4DMH4 | EA | 36.5 | 53514246488 | 0.25 | LB
150189 | Rod,Float-Molded/"50" WWG 4DMH9 | EA | 3 | 53514246525 | 0.01 | LB
150190 | Base Asm "53/55"/WWG 4DMJ1 | EA | 7.5 | 53514246549 | 0.42 | LB
150191 | Seal,Cord-Asm/WWG 4DMJ3 | EA | 3.5 | 53514246563 | 0.02 | LB
150192 | Guide Asm,Flt Rod/WWG 4DMJ5 | EA | 4.5 | 53514246587 | 0.1 | LB
150193 | Rod Asm,Flt/14"Lg/WWG 4DMJ6 | EA | 33 | 53514246648 | 0.08 | LB
150194 | Impeller "97/98"/WWG 4DMJ7 | EA | 8.5 | 53514246662 | 0.2 | LB
150197 | Pipe,Pvc 1.5" X 2.125"/Sch 40 | EA | 10 | 53514324827 | 0.122 | LB
150211 | Cutter,SS/Grinder "202" | EA | 22.5 | 53514364588 | 0.024 | LB
150212 | Disc,Cutter-SS/Grinder "202" | EA | 89 | 53514364595 | 0.21 | LB
150221 | Distr Pipe Asm 1"X 120W-.125"Orif 5" Fro | EA | 198.5 | 53514285425 | 5 | LB
150235 | Interlock, Reversing 3 Phase Rhombus Pan | EA | 74.5 | 53514247089 | 0.5 | LB
150238 | Contactor For Rhombus Panel/10-1201 | EA | 136 | 53514247409 | 1 | LB
150239 | Disconnect,2"V/S.S./Plate Asm/2-3" EZ Ou | EA | 1134 | 53514247584 | 14 | LB
150260 | Valve,Foot-1.25"/Model 503 | EA | 28.5 | 53514272739 | 0.03 | LB
150263 | Enclosure,Control-4X For10-0093 | EA | 223 | 53514248352 | 4 | LB
150266 | Terminal, Block 50 Amp/Rhombus | EA | 13.5 | 53514251437 | 0.02 | LB
150267 | Terminal, Block 65 Amp/Rhombus | EA | 16.5 | 53514251451 | 0.02 | LB
150274 | Impeller-Mach Vtx 6.375" 61HD | EA | 341.5 | 53514250850 | 4.5 | LB
150275 | Impeller-Mach Vtx 6.25" 61HD | EA | 341.5 | 53514250874 | 4.5 | LB
150276 | Impeller-Mach Vtx 6.125" 61HD | EA | 341.5 | 53514250898 | 4.5 | LB
150277 | Impeller-Mach Vtx 6.00" 61HD | EA | 341.5 | 53514250911 | 4.5 | LB
150278 | Impeller-Mach Vtx 5.875" 61HD | EA | 341.5 | 53514250935 | 4.25 | LB
150279 | Impeller-Mach Vtx 5.75" 61HD | EA | 341.5 | 53514250959 | 4.25 | LB
150280 | Impeller-Mach Vtx 5.625" 61HD | EA | 341.5 | 53514250973 | 4.25 | LB
150281 | Impeller-Mach Vtx 5.50" 61HD | EA | 341.5 | 53514251017 | 4.25 | LB
150282 | Impeller-Mach Vtx 5.375" 61HD | EA | 341.5 | 53514251031 | 4.25 | LB
150283 | Impeller-Mach Vtx 5.25" 61HD | EA | 341.5 | 53514251055 | 4.25 | LB
150284 | Impeller-Mach Vtx 5.125" 61HD | EA | 341.5 | 53514251079 | 4.25 | LB
150285 | Impeller-Mach Vtx 5.00" 61HD | EA | 341.5 | 53514251093 | 4.25 | LB
150288 | Impeller-Mach Vtx 4.875" 61HD | EA | 341.5 | 53514258641 | 4.125 | LB
150289 | Impeller-Mach Vtx 4.75" 61HD | EA | 341.5 | 53514258665 | 4 | LB
150290 | Impeller-Mach Vtx 4.625" 61HD | EA | 341.5 | 53514258689 | 3.875 | LB
150291 | Impeller-Mach Vtx 4.50" 61HD | EA | 341.5 | 53514258702 | 3.75 | LB
150305 | Impeller-Mach SO 4.375"Dia/140Fr/2.5"So | EA | 215 | 53514287399 | 6.75 | LB
150306 | Impeller-Mach Br 4.375" Dia/SO/140Fr/2.5 | EA | 1060 | 53514287375 | 9.25 | LB
150376 | Fitting,Galv 2" 45D Elbow/FPT X FPT | EA | 52.5 | 53514248635 | 2 | LB
150377 | Switch,Vertical Reed/120V/.25Amp/15'Cd/W | EA | 195.5 | 53514251130 | 1.25 | LB
150380 | Kit,Impeller & Seal 314 Utility (Pump- | EA | 25.5 | 53514249816 | 0.1 | LB
150382 | Housing,Pump for NE331/Cast Iron | EA | 150.5 | 53514249977 | 8 | LB
150399 | Cover & Cordage/115V/1P/14Ga/15A/25'/Gla | EA | 408 | 53514251659 | 15 | LB
150404 | Card,PLC/Logo/Memory/Siemens | EA | 630.5 | 53514251857 | 1 | LB
150415 | Guard,Cutter-Plastic "202" | EA | 6 | 53514364922 | 0.038 | LB
150434 | Sensor,Moisture Asm/Grinder/Ex Pr | EA | 24.5 | 53514356996 | 0.01 | LB
150438 | Rod Asm,Flt/14.75"Lg | EA | 33 | 53514270636 | 0.085 | LB
150439 | Rod Asm,Flt/14.25"Lg | EA | 33 | 53514270650 | 0.084 | LB
150440 | Cover & Cordage 230V/1Ph/15A/35'/16-3/NA | EA | 393 | 53514270230 | 16 | LB
150489 | Stem,w-.032 Spring (Red)(K-Rain) | EA | 36 | 53514255404 | 1 | LB
150495 | Seal,Valve Body for 6000 Series Multi | EA | 11.5 | 53514255824 | 1 | LB
150496 | Card,PLC for 10-2423 Panel | EA | 773 | 53514255862 | 1 | LB
150524 | Switch,HOA For Rhombus Panel 10-1212 | EA | 40 | 53514256685 | 1 | LB
150527 | Impeller-Plastic/Grinder "202" | EA | 30 | 53514365479 | 0.2 | LB
150529 | Capacitor,Start 88-106 Mfd/220-250V | EA | 15 | 53514365462 | 0.15 | LB
150541 | Screen,Filter/1.5"Vortex/SS | EA | 459.5 | 53514256883 | 1 | LB
150544 | Cover & Cord 25'Cd/12-4 SOW-A/140 Frame | EA | 888 | 53514257101 | 28 | LB
150549 | Overload,Heater Element/30-35Amp | EA | 56 | 53514257965 | 1 | LB
150554 | Rebuild Kit/Rivet Style Diaphragm/"503" | EA | 61 | 53514299149 | 1 | LB
150556 | N202RP 115V/1Ph/Service Part/Star | EA | 1042 | 53514258443 | 30 | LB
150574 | Rotor & Brg Asm 115V/1Ph/.5HP/3450 RPM/ | EA | 126.5 | 53514259570 | 5.25 | LB
150575 | Rotor & Brg Asm 200/230V/1Ph/.5HP/3450 R | EA | 128 | 53514259617 | 5.25 | LB
150576 | Rotor &Brg Asm 200/230/460/575V/3Ph/.5H | EA | 201 | 53514259631 | 2.25 | LB
150577 | Rotor & Bearing 115/1Ph/.5Hp/DS/3450 RP | EA | 150 | 53514259679 | 5.5 | LB
150578 | Rotor & Bearing 200/230V/1Ph/.5Hp/DS/345 | EA | 150 | 53514259693 | 5.5 | LB
150579 | Rotor & Bearing Asm 200/230/460/575V/3P | EA | 168 | 53514259716 | 5.5 | LB
150580 | Housing,Mtr-&Str 115V/1Ph/.5Hp/3450 RPM/ | EA | 665.5 | 53514259730 | 32.75 | LB
150581 | Housing,Mtr-&Str 200V/1Ph/.5Hp/3450 RPM/ | EA | 671 | 53514259754 | 32.75 | LB
150582 | Housing,Mtr-&Str 230V/1Ph/.5Hp/3450 RPM/ | EA | 630.5 | 53514260071 | 32.75 | LB
150583 | Housing,Mtr-&Str 200V/3Ph/.5Hp/3450 RPM/ | EA | 725 | 53514260095 | 32.75 | LB
150584 | Housing,Mtr-&Str 230V/3Ph/.5Hp/3450 RPM/ | EA | 731 | 53514260118 | 32.75 | LB
150585 | Housing,Mtr-&Str 460V/3Ph/.5Hp/3450 RPM/ | EA | 728 | 53514260156 | 32.75 | LB
150588 | Housing,Mtr-&Str 230V/1Ph/.5Hp/3450 RPM/ | EA | 600 | 53514459789 | 0
150592 | Housing,Mtr-&Str 115V/1Ph/.5Hp/MS/3450 R | EA | 671.5 | 53514260170 | 32.75 | LB
150593 | Housing,Mtr-&Str 200V/1Ph/.5Hp/MS/3450 R | EA | 687 | 53514260194 | 32.75 | LB
150594 | Housing,Mtr-&Str 230V/1Ph/.5Hp/MS/3450 R | EA | 636.5 | 53514260231 | 32.75 | LB
150595 | Housing,Mtr-&Str 200V/3Ph/.5Hp/MS/3450 R | EA | 731 | 53514260255 | 32.75 | LB
150596 | Housing,Mtr-&Str 230V/3Ph/.5Hp/MS/3450 R | EA | 737 | 53514260279 | 32.75 | LB
150597 | Housing,Mtr-&Str 460V/3Ph/.5Hp/MS/3450 R | EA | 734 | 53514260316 | 32.75 | LB
150604 | Housing,Mtr-&Str 115V/1Ph/.5Hp/3161-316 | EA | 688.5 | 53514260330 | 32.75 | LB
150605 | Housing,Mtr-&Str 230V/1Ph/.5Hp/3161-316 | EA | 800.5 | 53514260354 | 32.75 | LB
150609 | Oil,Dielectric-(50 Oz)/HT | EA | 89 | 53514260460 | 3 | LB
150610 | Rebuild Kit "3161/3163"/Ball Bearing | EA | 474.5 | 53514260422 | 9 | LB
150624 | Contactor For Rhombus Panel 10-1187 | EA | 290.5 | 53514258788 | 1 | LB
150625 | Overload For Rhombus Panel 10-1187 | EA | 235 | 53514258764 | 1 | LB
150630 | Shim,Washer-030/202 | EA | 2.5 | 53514367497 | 0.006 | LB
150633 | Impeller-Plastic "271" | EA | 45.5 | 53514423582 | 0.1521 | LB
150635 | Retainer,Cutter/202 Grinder/SS | EA | 12.5 | 53514336493 | 0.1 | LB
150658 | Kit,Flush Valve Replacement "202" | EA | 46.5 | 53514269623 | 1.3 | LB
150659 | Carton, QJ/PF Preassembled | EA | 53 | 53514309626 | 4 | LB
150671 | Disconnect,1.25"H/SS/Plate Asm/EZ-Out/W- | EA | 1884 | 53514261474 | 15 | LB
150724 | Caps,Plastic/Rivet | EA | 1 | 53514437343 | 0.01 | LB
150733 | Bracket,Mtg/EZ Out/Upper Guide Assembly/ | EA | 364.5 | 53514263355 | 10 | LB
150735 | Pipe,Discharge-Asm "910-0036" | EA | 155.5 | 53514263416 | 6 | LB
150738 | Switch & Cord,Float-Vfs/"Y-Splice"/15'Lg | EA | 368.5 | 53514268299 | 2.1 | LB
150740 | Housing,Mtr-& Str 230V/3Ph/1750/6.25"Fr/ | EA | 1403 | 53514263737 | 55 | LB
150741 | Guide,Rod-Float/Long/Water Powered Pump/ | EA | 4.5 | 53514355074 | 0.3 | LB
150756 | Disconnect,Base Elbow/EZ-Out/2" NPT | EA | 908.5 | 53514267070 | 30 | LB
150775 | Socket for Bulb for Rhombus Panel | EA | 13.5 | 53514260989 | 1 | LB
150777 | Leadwire Asm 26' Jacketed | EA | 1208.5 | 53514262051 | 5 | LB
150778 | Hub & Seal-Fg/4"/Flat/Fits All Basins W/ | EA | 81 | 53514264628 | 2 | LB
150779 | Handle,Basin SS/SR System | EA | 24.5 | 53514339579 | 0.28 | LB
150782 | Fitting,Nylon Clear/.75" MPT X .75"Male- | EA | 6 | 53514336752 | 0.02 | LB
150783 | Fitting,PVC Reducer Bushing/(LASCO)1.5 | EA | 12 | 53514336769 | 0.135 | LB
150784 | Fitting,PVC Reducer Bushing/2" MPT X 1.5 | EA | 14.5 | 53514336776 | 0.135 | LB
150786 | Filter,Micro Filament Mesh/SR System | EA | 7.5 | 53514267919 | 0.05 | LB
150787 | Hose,3/4" Washing Machine/Braided SS/72" | EA | 55 | 53514287337 | 0.75 | LB
150790 | Fitting,PVC 2" 120D Wye (Slip X SlipX | EA | 80 | 53514362492 | 0.3 | LB
150799 | Seal,Link 3" Ls-340-C/Use With 6" Sleev | EA | 47 | 53514266974 | 1 | LB
150818 | Coupling-Mach Pvc/1.5" | EA | 2.5 | 53514498603 | 0.1521 | LB
150819 | Valve,Ball Mach-2"/Slip X Slip/5 .50"/(U | EA | 53 | 53514394967 | 1 | LB
150820 | Fitting,Mach-Pvc 2" 90D Elbow Street( | EA | 35 | 53514394943 | 0.6 | LB
150822 | Clamp,Hose Spring (Self-Tightening) | EA | 3 | 53514339593 | 0.5 | LB
150824 | Asm,Flush Valve w-Flapper & Chain/MD202 | EA | 19.5 | 53514270735 | 1 | LB
150825 | Asm,Flapper w-Clip & Chain/MD202 | EA | 8 | 53514270759 | 0.5 | LB
150842 | Housing,Mtr-&Str 575V/3Ph/.5Hp/3450 RPM/ | EA | 725 | 53514271633 | 32.75 | LB
150843 | Impeller Asm 3Ph "292" | EA | 311.5 | 53514271657 | 1.9 | LB
150849 | Bracket, Pump-Suspended/30"deep/Mini-Gri | EA | 592 | 53514314729 | 3.5 | LB
150857 | Impeller-Plastic/Backshroud/260 Series | EA | 7.5 | 53514304157 | 0.206 | LB
150861 | Pipe,Pvc 1.5" X 6" Sch 40 | EA | 13 | 53514287559 | 0.25 | LB
150867 | Coupling,Flexible-Rubber/White/"202" | EA | 7.5 | 53514306717 | 0.2 | LB
150872 | WU202 220V/50Hz/1Ph/Service Part | EA | 1237 | 53514289294 | 30 | LB
150874 | Rotor & Brg Asm 115/200/230V/1Ph/1725 RP | EA | 154.5 | 53514276065 | 4 | LB
150875 | Rotor & Brg Asm 200/230/460/575V/3Ph/.5H | EA | 200 | 53514276089 | 5 | LB
150876 | Rotor & Brg Asm 115/200/230V/1Ph/DS/.5H | EA | 146.5 | 53514276102 | 3.5 | LB
150877 | Rotor & Brg Asm 200/230/460/575V/3Ph/DS/ | EA | 178.5 | 53514276126 | 4.5 | LB
150878 | Rotor & Brg Asm 200/230V/1Ph/1Hp/1725Rp | EA | 191 | 53514276140 | 4.5 | LB
150879 | Rotor & Brg Asm 200/230/460V/3Ph/1Hp/172 | EA | 208.5 | 53514276164 | 4.75 | LB
150880 | Rotor & Brg Asm 200/230V/1Ph/1Hp/DS/1725 | EA | 229 | 53514276188 | 6.5 | LB
150881 | Rotor & Brg Asm 200/230/460V/3Ph/DS/1Hp/ | EA | 243.5 | 53514276201 | 5 | LB
150882 | Rotor & Brg Asm 200/230/460/575V/1Ph/3P | EA | 212 | 53514276225 | 5.3 | LB
150883 | Rotor & Brg Asm 200/230/460/575V1Ph/DS/3 | EA | 208 | 53514276249 | 5.5 | LB
150922 | Housing,Mtr-&Str 115V/1Ph/.5Hp/1725RPM/( | EA | 642.5 | 53514276263 | 28.5 | LB
150923 | Housing,Mtr-&Str 200V/1Ph/.5Hp/1725RPM/( | EA | 608.5 | 53514276300 | 28.5 | LB
150924 | Valve,Check/1.5 Inline/Glue-in(Black) | EA | 38.5 | 53514301552 | 0.38 | LB
150949 | Housing,Mtr-&Str 230V/1Ph/.5Hp/1725RPM/( | EA | 591 | 53514276324 | 28.5 | LB
150950 | Housing,Mtr-&Str 200V/3Ph/.5Hp/1725RPM/( | EA | 680.5 | 53514276348 | 30 | LB
150951 | Housing,Mtr-&Str 230V/3Ph/.5Hp/1725RPM/( | EA | 677.5 | 53514276362 | 29.5 | LB
150952 | Housing,Mtr-&Str 460V/3Ph/.5Hp/1725RPM/( | EA | 674.5 | 53514276386 | 29.5 | LB
150953 | Housing,Mtr-&Str 575V/3Ph/.5Hp/1725RPM/( | EA | 719 | 53514276409 | 29 | LB
150954 | Housing,Mtr-&Str 115V/1Ph/"3282"/1725RP | EA | 637 | 53514276423 | 29 | LB
150955 | Housing,Mtr-&Str 230V/1Ph/"3282"/1725RP | EA | 640.5 | 53514276546 | 24.5 | LB
150956 | Housing,Mtr-&Str 200V/1Ph/1Hp/1725RPM/( | EA | 691 | 53514276553 | 30 | LB
150957 | Housing,Mtr-&Str 230V/1Ph/1Hp/1725RPM/( | EA | 686.5 | 53514276577 | 31 | LB
150958 | Housing,Mtr-&Str 200V/3Ph/1Hp/1725RPM/( | EA | 647 | 53514276591 | 31 | LB
150959 | Housing,Mtr-&Str 230V/3Ph/1Hp/1725RPM/( | EA | 701.5 | 53514276805 | 30 | LB
150960 | Housing,Mtr-&Str 460V/3Ph/1Hp/1725RPM/( | EA | 714.5 | 53514276614 | 30 | LB
150961 | Housing,Mtr-&Str 200V/1Ph/3Hp/1725RPM/( | EA | 860.5 | 53514276638 | 33 | LB
150962 | Housing,Mtr-&Str 200V/3Ph/3Hp/1725RPM/( | EA | 935 | 53514276676 | 31 | LB
150963 | Housing,Mtr-&Str 230V/3Ph/3Hp/1725RPM/( | EA | 964 | 53514276690 | 29 | LB
150964 | Housing,Mtr-&Str 460V/3Ph/3Hp/1725RPM/( | EA | 961 | 53514276713 | 29 | LB
150966 | Housing,Mtr-&Str 115V/1Ph/.5Hp/MS/1725RP | EA | 636.5 | 53514276751 | 29 | LB
150967 | Housing,Mtr-&Str 200V/1Ph/.5Hp/MS/1725RP | EA | 624 | 53514276775 | 29 | LB
150968 | Housing,Mtr-&Str 230V/1Ph/.5Hp/MS/1725RP | EA | 585 | 53514276799 | 29 | LB
150969 | Housing,Mtr-&Str 200V/3Ph/.5Hp/MS/1725RP | EA | 684.5 | 53514276829 | 30 | LB
150970 | Housing,Mtr-&Str 230V/3Ph/.5Hp/MS/1725RP | EA | 667.5 | 53514276843 | 30 | LB
150971 | Housing,Mtr-&Str 460V/3Ph/.5Hp/MS/1725RP | EA | 664.5 | 53514276867 | 30 | LB
150972 | Housing,Mtr-&Str 575V/3Ph/.5Hp/MS/1725RP | EA | 723.5 | 53514276904 | 29.5 | LB
150973 | Housing,Mtr-&Str 200V/1Ph/1Hp/MS/1725RP | EA | 685 | 53514276928 | 31 | LB
150974 | Housing,Mtr-&Str 230V/1Ph/1Hp/MS/1725RP | EA | 681 | 53514276942 | 31 | LB
150975 | Housing,Mtr-&Str 200V/3Ph/1Hp/MS/1725RP | EA | 651 | 53514276966 | 30 | LB
150976 | Housing,Mtr-&Str 230V/3Ph/1Hp/MS/1725RP | EA | 707.5 | 53514276980 | 30 | LB
150977 | Housing,Mtr-&Str 460V/3Ph/1Hp/MS/1725RP | EA | 704 | 53514277000 | 30 | LB
150978 | Housing,Mtr-&Str 200V/1Ph/3Hp/MS/1725RP | EA | 866.5 | 53514277024 | 34 | LB
150979 | Housing,Mtr-&Str 230V/1Ph/3Hp/MS/1725RP | EA | 861 | 53514277062 | 32 | LB
150980 | Housing,Mtr-&Str 200V/3Ph/3Hp/MS/1725RP | EA | 941 | 53514277086 | 30 | LB
150981 | Housing,Mtr-&Str 230V/3Ph/3Hp/MS/1725RP | EA | 970 | 53514277109 | 30 | LB
150982 | Housing,Mtr-&Str 460V/3Ph/3Hp/MS/1725RP | EA | 967 | 53514277123 | 30 | LB
150989 | Rebuild Kit "3282"/Ball Bearing | EA | 492.5 | 53514277208 | 6 | LB
150990 | Rebuild Kit "280"/3Ph/Auto/Ball Bearing | EA | 234.5 | 53514277222 | 6 | LB
150991 | Housing,Mtr-&Str 230V/3Ph/.5Hp/Auto/1725 | EA | 755.5 | 53514276652 | 29 | LB
150992 | Housing,Mtr-&Str 230V/3Ph/1Hp/Auto/1725R | EA | 838.5 | 53514277185 | 33 | LB
150993 | Rebuild Kit,Sgl Sl/404-405/Na/1&3Ph/Bal | EA | 205.5 | 53514277246 | 6 | LB
150994 | Rebuild Kit,Dbl Sl/1&3Ph/4405/Ball Beari | EA | 247.5 | 53514277260 | 6 | LB
150997 | Housing,Mtr-&Str 575V/3Ph/1Hp/1725RPM/( | EA | 611.5 | 53514278366 | 29 | LB
151058 | Coupling,Rubber/.75"/Flexible W-Clamps | EA | 11.5 | 53514337018 | 0.15 | LB
151061 | Fitting,Adapter/1"FPT X 1"Hose Barb/Pvc | EA | 22.5 | 53514339609 | 0.1 | LB
151062 | Fitting,Adpater/1"FPS (Make from 151061) | EA | 31 | 53514400477 | 0.1 | LB
151063 | Pipe,Pvc .75" X 2.75"/Sch 40 | EA | 13 | 53514339616 | 0.08 | LB
151068 | Cord Term&Seal 115V/1Ph/50'/12Ga/NA/Glan | EA | 444.5 | 53514278144 | 18.6 | LB
151073 | Module,Connecting For 10-1108 Panel | EA | 6.5 | 53514279219 | 0.5 | LB
151074 | Label,Fusion-Valve Legend for Systems ZF | EA | 43 | 53514345112 | 0.01 | LB
151078 | Seal,Pump Hsg/Viton | EA | 14 | 53514369316 | 0.5 | LB
151087 | Cover & Cord 35'/115V/1Ph/NA/16 Ga | EA | 387.5 | 53514283872 | 12.9 | LB
151096 | Module, Linking For 10-1108 Panel | EA | 40 | 53514280055 | 0.5 | LB
151115 | Cover & Cords 3Ph/25'/16-4/MS | EA | 416.5 | 53514282219 | 15 | LB
151116 | Switch,Motor Protective for Rhombus Pane | EA | 284.5 | 53514282257 | 2 | LB
151126 | Transformer, 575V to 115V for 10-2664 Pa | EA | 377.5 | 53514283575 | 8 | LB
151147 | Cover & Cord 75'/200/230/460/575/3Ph/"84 | EA | 1069.5 | 53514286460 | 23.5 | LB
151152 | Rotor & Brg Asm 200/230/460/575V/1&3Ph/X | EA | 528 | 53514287252 | 7.1 | LB
151160 | Card,PLC for 10-2254 Panel | EA | 2639.5 | 53514287597 | 2 | LB
151209 | Diaphragm,Blower Alita AL250/DRK120X2 | EA | 718 | 53514374945 | 1.6 | LB
151210 | Blower,AL-120 Single Pump Core for Fusio | EA | 2639.5 | 53514294984 | 22 | LB
151211 | Blower,AL-250/Fusion ZFL-2800, 3200 | EA | 6599.5 | 53514323219 | 44 | LB
151214 | Asm, Beacon For Rhombus Panel 10-1044 | EA | 74.5 | 53514287696 | 2 | LB
151216 | Caulk, Silicone II/Kitchen & Bath/9.8oz/ | EA | 38.5 | 53514287818 | 0.3 | LB
151223 | Cordage Term&Seal 50'/200V/1Ph/Na/"820/6 | EA | 123.5 | 53514287993 | 6.6 | LB
151225 | Plate,Access-18"Dia/3"Hole(W-2"Psl)/2-1/ | EA | 333 | 53514288037 | 11 | LB
151226 | Plate,Access-18"Dia/4"Hole(W-3"Psl)/2-1/ | EA | 333 | 53514288051 | 11 | LB
151236 | Asm,Stem/Disk Multizone/4000 Series/Stan | EA | 49 | 53514288617 | 2 | LB
151238 | Basin,Sink Pump "Dp/Pd" White/Injectio | EA | 47 | 53514300555 | 2.5 | LB
151239 | Cover,Sink Pump "Dp/Pd" White/Injectio | EA | 25 | 53514300579 | 1.15 | LB
151241 | Cap,1.5"Tubular White | EA | 2.5 | 53514320935 | 0.2 | LB
151258 | Asm,Vacuum Breaker/K-Rain 6000 Series | EA | 30 | 53514291174 | 1 | LB
151262 | Cord Term&Seal 33'/220V/1Ph/H07RN-F3G1, | EA | 140 | 53514294175 | 3.5 | LB
151263 | Cord Term&Seal 33'/220V/1Ph/H07RN-F3G1, | EA | 140.5 | 53514294182 | 3.5 | LB
151264 | Case Switch & Cord 33'/220V/1Ph/H07RN-F3 | EA | 410 | 53514294205 | 13.5 | LB
151265 | Cover & Cord 33'/220V/1Ph/H07RN-3G1,5/(U | EA | 342 | 53514294229 | 14 | LB
151289 | Cord,250v/8'/H07RN-F3G1,5/13A/(UK) Whit | EA | 81.5 | 53514483135 | 0
151304 | Alarm,Flasher | EA | 68 | 53514292270 | 3 | LB
151312 | Seal,Cord-Asm/H07RN-F3G1,5/Cord | EA | 3 | 53514294243 | 0.02 | LB
151322 | Cord Term&Seal 220V/8'/H07RN-F3G1,5/13A/ | EA | 91 | 53514295226 | 1.4 | LB
151323 | Cord,Term&Seal 220V/33'/H07RN-F3G1,5/13A | EA | 137.5 | 53514295264 | 1.4 | LB
151324 | Seal,Cord-Asm/CE listed | EA | 7 | 53514295301 | 0.02 | LB
151325 | Rebuild Kit "53/55"/CE listed(7/92 Thr | EA | 146.5 | 53514295325 | 4 | LB
151326 | Rebuild Kit "98/CE listed(11/90 Thru Cur | EA | 117.5 | 53514295363 | 4 | LB
151335 | Rebuild Kit "130/260"/CE listed (06/09 T | EA | 155.5 | 53514295400 | 4 | LB
151338 | Cord Term&Seal 220V/33'/H07RN-F3G1,5/13A | EA | 139.5 | 53514295448 | 1.1 | LB
151349 | Cover & Cords 20'/14-6/Sen 16-3/Grinder/ | EA | 1547.5 | 53514356958 | 24.5 | LB
151353 | Rotor & Brg Asm/200-575V/3Ph/2Hp/Grinde | EA | 446 | 53514295721 | 3 | LB
151355 | Housing, Mtr-&Str 200V/1Ph/2Hp/Grinder/E | EA | 1797 | 53514356965 | 55 | LB
151360 | Oil, Dieletctric - (82oz) | EA | 74 | 53514295745 | 5 | LB
151361 | Adapter Asm Grinder/Ex Pr | EA | 474 | 53514295769 | 3.5 | LB
151362 | Plate, Seal Asm Grinder/Ex Pr | EA | 373.5 | 53514295783 | 4 | LB
151363 | Rebuild Kit, Ex Pr/840-842/1&3 Ph | EA | 320 | 53514295806 | 6 | LB
151364 | Rebuild Kit, Ex Pr/7011-7013/1&3 Ph | EA | 410 | 53514295820 | 6 | LB
151365 | Seal,Shaft-Asm/Sc Stat/Carbon Rotary/Bu | EA | 99.5 | 53514295844 | 0.3 | LB
151382 | Valve,Backwash/2" Jandy 5 Port Never Lub | EA | 939 | 53514294908 | 13 | LB
151388 | Screw,.25-20 X .75"Sh Cap 316 SS | EA | 1.5 | 53514295486 | 0.01 | LB
151389 | Cover & Cord 25'Cd/12-4/Sen 18-5/140 Fra | EA | 1530.5 | 53514295509 | 38 | LB
151407 | Hub Alum 10"/Curved For 60" Dia Basins | EA | 1029.5 | 53514296551 | 10 | LB
151409 | Lid,24"Dia Riser/Honeycomb Design | EA | 291 | 53514429881 | 11 | LB
151411 | Carton,507 Preassembled/M53 and M98 | EA | 35.5 | 53514308513 | 2.54 | LB
151414 | Pipe,Pvc 18"Dia X 3' Ultra Ribbed/Clarus | EA | 263.5 | 53514320980 | 34.5 | LB
151426 | Pipe,Pvc 24"Dia X 6" Ultra Rib | EA | 191 | 53514298494 | 28 | LB
151430 | Seal,Shaft 2.125 Id SC-SC (Viton)/Lower | EA | 1247 | 53514296810 | 0.3 | LB
151431 | Pipe,Pvc 18"Dia X 6" Ultra Rib | EA | 64 | 53514319625 | 5.75 | LB
151433 | Blower,AL-100/Fusion ZFL-1120 | EA | 2581 | 53514310318 | 20 | LB
151434 | Blower,AL-120/Fusion ZFL-1440 | EA | 3169 | 53514323165 | 20 | LB
151435 | Blower,AL-150/Fusion ZFL-1680, 2000 | EA | 4115.5 | 53514323172 | 24 | LB
151436 | Blower,AL-200/Fusion ZFL-2400 | EA | 4637.5 | 53514323189 | 24 | LB
151437 | Blower,AL-300/Fusion ZFL-3600, 4000 | EA | 6345.5 | 53514323196 | 51 | LB
151438 | Switch,Air/Fusion Systems/ZFL-2800, 4000 | EA | 1921.5 | 53514323202 | 5 | LB
151445 | Label,Fusion-Valve Legend for Systems/11 | EA | 45.5 | 53514345105 | 0.01 | LB
151452 | Cord Term&Seal 220V/8'/H07RN-F3G1,5/13A/ | EA | 91.5 | 53514301897 | 1.4 | LB
151453 | Cord,Term&Seal 220V/33'/H07RN-F3G1,5/13A | EA | 138 | 53514301910 | 1.4 | LB
151460 | Cord,Term&Seal 220V/33'/H07RN-F3G1,5/13A | EA | 136 | 53514301934 | 1.4 | LB
151471 | Rebuild Kit "264/International (05/09 Th | EA | 81 | 53514302016 | 4 | LB
151473 | Cover & Cord 230V/1Ph/Na/"7010" | EA | 423 | 53514298968 | 14.1 | LB
151474 | Cover & Cord 200V/1Ph/Na/"7010" | EA | 387 | 53514298982 | 14.1 | LB
151475 | Cover, Cord & Flt Sw/230V/1Ph/"7010" | EA | 611.5 | 53514299002 | 15.2 | LB
151476 | Cover, Cord & Flt Sw/200V/1Ph/"7010" | EA | 681.5 | 53514299026 | 15.2 | LB
151477 | Rebuild Kit 1 & 3Ph/"7008-7010"/("03/11- | EA | 312.5 | 53514299040 | 6 | LB
151478 | Cover & Cord 200/230V/1Ph/"7011" | EA | 593 | 53514299064 | 16 | LB
151479 | Cover & Cord 200/230/460/575V/3Ph/"7011/ | EA | 586.5 | 53514299088 | 15.7 | LB
151480 | Rebuild Kit, 3Ph/"7011/7012/7013"/("03/1 | EA | 507 | 53514299101 | 5 | LB
151481 | Rebuild Kit, 1PH/"7011/7012/7013"/("03/1 | EA | 512.5 | 53514299163 | 5 | LB
151482 | Cover & Cord 200/230V/1Ph/"7012/7013" | EA | 516.5 | 53514299187 | 14.2 | LB
151483 | Ring,Lock .96Id Neoprene 75-85 Duro | EA | 95 | 53514299347 | 0.01 | LB
151485 | Cover & Cord 230V/1Ph/Na/16-3/Brass Glan | EA | 342 | 53514299224 | 12.3 | LB
151487 | Cord Term&Seal 230V/1Ph/15A/20'/16-3/Na/ | EA | 137 | 53514299262 | 1.33 | LB
151488 | Rebuild Kit, E/PC Grinder "7020/7021"/(3 | EA | 496 | 53514299286 | 3.2 | LB
151489 | Cover & Cord/200/230V/1Ph/Man Run/"7020/ | EA | 312.5 | 53514299309 | 13.1 | LB
151490 | Cordage Tem&Seal 200/230V/1Ph/20'/Man Ru | EA | 116 | 53514299323 | 3.6 | LB
151528 | Switch & Cord,Float-Vfs/"Y-Splice"/Whit | EA | 255.5 | 53514300036 | 2.1 | LB
151531 | Impeller-Mach Vtx 5.1875" 61HD | EA | 341.5 | 53514300258 | 4.5 | LB
151532 | Impeller-Mach Vtx 4.4375" 61HD | EA | 341.5 | 53514300272 | 4 | LB
151535 | Seal,Cord-Asm/Korean/"53/57" | EA | 7 | 53514301958 | 0.2 | LB
151536 | Rebuild Kit "53"/Korean(7/92 Thru Curren | EA | 105 | 53514302139 | 4 | LB
151539 | Cord Term&Seal 200V/16-3 Korean/13'6"/E- | EA | 55 | 53514301972 | 1.6 | LB
151543 | Rebuild Kit "57"/Korean(7/92 Thru Curren | EA | 104.5 | 53514302153 | 4 | LB
151546 | Cord Term&Seal 200V/16-3 Korean/13'6"/E- | EA | 55 | 53514301996 | 1.6 | LB
151547 | Rebuild Kit "130/260"/Korean (05/95 Thr | EA | 145.5 | 53514302160 | 4 | LB
151552 | Rebuild Kit "264"/Korean (09/97 Thru Cur | EA | 78.5 | 53514302184 | 4 | LB
151557 | Arm & Seal Asm/Viton "50" | EA | 32 | 53514302207 | 0.2 | LB
151562 | Distal Pressure,Asm .75"/Splitter Adj To | EA | 82.5 | 53514300456 | 2 | LB
151563 | Coupling,Rubber W-Hose Clamp/White | EA | 25.5 | 53514300173 | 1 | LB
151566 | Distal Pressure,Asm 1"/Male Connector | EA | 84.5 | 53514300470 | 2 | LB
151567 | Distal Pressure,Asm 1.5"/Male Connector | EA | 86.5 | 53514300494 | 2 | LB
151568 | Distal Pressure,Asm 1.25"/Female Connect | EA | 87 | 53514300517 | 2 | LB
151569 | Distal Pressure,Asm 1.25"/Male Connector | EA | 89.5 | 53514300531 | 2 | LB
151577 | Cord Term&Seal 115V/25'/16-3 SOW-A/Bras | EA | 125.5 | 53514300616 | 2 | LB
151586 | Fitting,Pvc 1.5" 90D El/Sch 80 | EA | 9.5 | 53514301057 | 0.35 | LB
151602 | Disc,Cutter-SS/Grinder "801" | EA | 65.5 | 53514498283 | 0.21 | LB
151612 | Hose,1.5" Rubber Coupling/White | EA | 3 | 53514304874 | 0.2 | LB
151617 | Stator,Pump/Hydraulic/(Pc Grinder) | EA | 113.5 | 53514339296 | 1 | LB
151618 | Plate,Mounting-Mach/4"D. Flygt Retro. 71 | EA | 1056 | 53514304898 | 24.5 | LB
151632 | Seal,O-Ring for 30-0218 Ball Valve | EA | 13 | 53514306090 | 1 | LB
151643 | Cordage & Terminals/25'Cd/Sensor 18-5/18 | EA | 167.5 | 53514306939 | 2 | LB
151644 | Cordage & Terminals/25'Cd/8-4/F6222 | EA | 580 | 53514306953 | 17 | LB
151645 | Cordage & Terminals/25'Cd/12-4/F6222 | EA | 333.5 | 53514306977 | 17 | LB
151646 | Disconnect,1.25"V/Brass/Plate Asm/EZ- | EA | 1182.5 | 53514307332 | 12 | LB
151661 | Hub W-Out Seal-Fg/4"/Curved/For 36"- 72" | EA | 98 | 53514307639 | 6 | LB
151681 | Transformer,220V/380V/440V/50Hz | EA | 1127.5 | 53514307813 | 5 | LB
151688 | Coupling,rubber-1" | EA | 10.5 | 53514420529 | 0.2 | LB
151692 | N801 115V/1Ph/Service Part | EA | 983 | 53514309619 | 23 | LB
151698 | Disconnect,Base Elbow/EZ-Out/3" NPT | EA | 1648 | 53514308872 | 34 | LB
151699 | Board,Plc-Circuit/Rhombus Control Panel | EA | 4493.5 | 53514308957 | 3 | LB
151700 | Screen,Touch/Rhombus Control Panel | EA | 4160 | 53514308971 | 3 | LB
151706 | Capacitor & Clamp Asm/45uF/440Vac | EA | 84 | 53514309497 | 0.6 | LB
151708 | Rod,Float-Guide/Short/Water Powered Pump | EA | 8.5 | 53514312084 | 0.0001 | LB
151710 | Terminal,Female Inserts/6 Pin/Han6E-M-S/ | EA | 79.5 | 53514384081 | 0.0037 | LB
151713 | Seat,Nozzle/Water Powered Pump/Model 503 | EA | 12.5 | 53514310134 | 0.01 | LB
151717 | U-Bolt,S.S./1.25" Pipe/W-Nuts | EA | 449.5 | 53514310349 | 0.114 | LB
151723 | Filter, Screen Geoflow/Replacement for P | EA | 56 | 53514310059 | 2 | LB
151741 | Flapper Asm 1.25" and 1.5" CI Unicheck/H | EA | 47 | 53514311070 | 0.35 | LB
151742 | Flapper Asm 2"Female NPT Check/HiTemp | EA | 62 | 53514311087 | 0.4 | LB
151749 | Cord,Term&Seal 220V/33'/H07RN-F3G1,5/13A | EA | 111.5 | 53514311247 | 3 | LB
151750 | Cord,Term&Seal 220V/33'/H07RN-F3G1,5/13A | EA | 112.5 | 53514311254 | 3 | LB
151752 | Impeller-Mach "841/6841" Trimmed 4.50" | EA | 608 | 53514311315 | 5 | LB
151760 | Bracket, Pump-Suspended/24"deep/Mini-Gri | EA | 721.5 | 53514314712 | 3 | LB
151764 | Screen,Touch/Rhombus Control Panel | EA | 3319.5 | 53514311988 | 3 | LB
151767 | WU270 220V/1Ph/50Hz/VFS(Date code 06/11 | EA | 1146.5 | 53514312701 | 48 | LB
151768 | WU271 220V/1Ph/50Hz/1hp(Date code 01/10 | EA | 1178 | 53514312718 | 49 | LB
151771 | Cover-Mach 12-14Ga Cd/Gland/Black | EA | 200 | 53514312442 | 10.75 | LB
151773 | Adapter-Mach160-400/Black | EA | 132 | 53514312459 | 13 | LB
151774 | Housing,Pump-Mach "290 Series"/Black | EA | 200.5 | 53514312466 | 15.5 | LB
151785 | Flange-Mach 2"NPT/Black | EA | 41.5 | 53514312428 | 4.3 | LB
151786 | Flange-Mach 3"NPT/Black | EA | 65 | 53514312435 | 3 | LB
151801 | WM202RP 115V/1Ph/Star/cCSAus/Service Par | EA | 1172.5 | 53514326234 | 24 | LB
151805 | Kit,Float rod asm "202/203" | EA | 37 | 53514326258 | 1.05 | LB
151828 | Fuse,2A 250V Midget/SJE 1029158 | EA | 124 | 53514313616 | 0.002 | LB
151829 | Fuse,10A Class CC,1 8/SJE 1029157 | EA | 26.5 | 53514313623 | 0.001 | LB
151837 | Cover & Cords 3Ph/35'/16-4/MS | EA | 479.5 | 53514313722 | 15 | LB
151846 | Hardware Pak,18"Dia/2V1D/Sim/915 System | EA | 198 | 53514314644 | 1 | LB
151847 | Switch,Mech Flt/SPB/115V/15'Cd/13Amp/.5H | EA | 142 | 53514314651 | 2.25 | LB
151848 | Discharge Asm,1"PVC/915 System | EA | 138 | 53514314668 | 2.35 | LB
151849 | Cover,S-Asm/-18"Dia/2V1D/10'T/Painted/91 | EA | 658.5 | 53514314682 | 11 | LB
151850 | A-Pak,Asm/120V/1Ph/50/60Hz/15' Mfs/Nem | EA | 422.5 | 53514314699 | 4.25 | LB
151877 | Conduit-Mach 35' "HT" | EA | 984.5 | 53514376567 | 1.5 | LB
151880 | Leadwire Asm 66' #2-4 Awg | EA | 5565.5 | 53514315092 | 90 | LB
151881 | Leadwire Asm 75' #2-4 Awg | EA | 6104 | 53514315108 | 100 | LB
151891 | Seal Asm,915 system/10' stack | EA | 69.5 | 53514315405 | 0.565 | LB
151892 | Circuit Board,Control Rhombus P/N 101103 | EA | 556.5 | 53514315412 | 1 | LB
151893 | Disconnect,Switch Body Rhombus P/N | EA | 303 | 53514315429 | 1 | LB
151895 | WB202 220V/60Hz/1Ph/Service Part | EA | 1411.5 | 53514316075 | 24 | LB
151907 | U-Bolt,915 Grinder System | EA | 17.5 | 53514316167 | 0.125 | LB
151917 | Screw,.313-18 X 1.25" SS Socket Head Scr | EA | 3 | 53514316327 | 0.01 | LB
151920 | Leg,Stand/Wire Form/PCG | EA | 75 | 53514316402 | 0.4 | LB
151921 | Starter,Box Magnetic/Dial Overloads/200- | EA | 406.5 | 53514316464 | 8 | LB
151922 | Pump, End for 55Gpm/7 Stage/4" | EA | 713 | 53514316471 | 25 | LB
151923 | Motor,200V/3PH/3HP/4" Submersible | EA | 2355 | 53514316488 | 44 | LB
151935 | Pipe,Pvc 1.25" X 19" Sch 40 | EA | 22 | 53514420567 | 0
151939 | Hardware Pak,18"Dia/2V1.25D/Sim/915 Syst | EA | 217 | 53514317706 | 1 | LB
151940 | Discharge Asm,1.25"PVC/915 System | EA | 138.5 | 53514317713 | 2.35 | LB
151941 | Cover,S-Asm/-18"Dia/2V1.25D/10'T/Painte | EA | 447 | 53514317720 | 11 | LB
151946 | Fitting,S.S. 2" 45D Elbow/FPT X FPT | EA | 93.5 | 53514317393 | 2 | LB
151948 | Seal, Cord 180 Frame/H07RN-F4G4 CE Cord | EA | 12.5 | 53514320812 | 5.5 | LB
151951 | Cover,S-Asm/-18"Dia/2or3V1.25D/10'T/Pain | EA | 619 | 53514318680 | 11 | LB
151954 | Cover & Cords 50'/14-4/Sen 18-5/Grinder/ | EA | 1484.5 | 53514482176 | 10 | LB
151955 | Kit,Lock Recessed Staple/Retrofit/USF Al | EA | 303 | 53514325527 | 6 | LB
151958 | Cord,50'/12-3G Turbine Pump/F&W | EA | 842 | 53514318277 | 13.1 | LB
151961 | Cover & Cordage Asm/3Ph/50'/16-4 SOW-A/P | EA | 369 | 53514318796 | 13.6 | LB
151965 | WU202 220V/50Hz/1Ph/G-Plug/Service Part | EA | 1293 | 53514322342 | 30 | LB
151977 | Cover & Cord 100'Cd/8-4/Sensor 18-5/18 | EA | 3470 | 53514319588 | 104 | LB
151989 | Reducer,Hex Bushing/Galv/3"X 2.5" | EA | 53.5 | 53514319816 | 5 | LB
152002 | Bracket,Contactor Rhombus P/N1012084 | EA | 13.5 | 53514320713 | 0.02 | LB
152011 | Seal,O-Ring EZ Out(115-4) For 1.25" & 1. | EA | 7 | 53514321109 | 0.002 | LB
152012 | Seal,O-Ring EZ Out(115-5) For 2" Close Q | EA | 7 | 53514321116 | 0.002 | LB
152013 | Seal,O-Ring EZ Out(115-6) For 3" Close Q | EA | 10.5 | 53514321123 | 0.002 | LB
152015 | Cord Term&Seal 15'/220V/1Ph/H07RN-F3G1, | EA | 79.5 | 53514321635 | 1.7 | LB
152016 | Cord Term&Seal 15'/220V/1Ph/H07RN-F3G1, | EA | 80 | 53514321642 | 1.7 | LB
152017 | Cord Term&Seal 15'/220V/1Ph/H07RN-F3G1, | EA | 114.5 | 53514321338 | 1.7 | LB
152018 | Cord Term&Seal 33'/220V/1Ph/H07RN-F3G1, | EA | 114.5 | 53514321727 | 3.5 | LB
152019 | Cord Term&Seal 33'/3Ph/H07RN-F4G1,5/CE | EA | 139 | 53514321659 | 4 | LB
152020 | Cord Term&Seal 20'/220V/1Ph/H07RN-F3G1, | EA | 150 | 53514321666 | 2.9 | LB
152021 | Cord Term&Seal 20'/220V/1Ph/H07RN-F3G1, | EA | 150.5 | 53514321673 | 2.9 | LB
152022 | Cord Term&Seal 10'/220V/1Ph/H07RN-F3G1, | EA | 55.5 | 53514321680 | 1.4 | LB
152023 | Cord Term&Seal 10'/220V/1Ph/H07RN-F3G1, | EA | 56 | 53514321697 | 1.4 | LB
152024 | Case Switch & Cord 15'/220V/1Ph/H07RN-F3 | EA | 349.5 | 53514321703 | 11.5 | LB
152025 | Case Switch & Cord 15'/220V/1Ph/H07RN-F3 | EA | 384.5 | 53514321710 | 0
152026 | Cover & Cord 15'/220V/1Ph/H07RN-F3G1,5/A | EA | 281.5 | 53514321741 | 12.6 | LB
152027 | Cover & Cord 33'/220V/1Ph/H07RN-F3G1,5/C | EA | 316 | 53514321765 | 14 | LB
152028 | Cover & Cord 33'/H07RN-F4G1,5/CE/3Ph | EA | 341 | 53514321772 | 15 | LB
152029 | Case Switch & Cord 20'/220V/1Ph/H07RN-F3 | EA | 420.5 | 53514321789 | 14 | LB
152030 | Cover & Cord 20'/220V/1Ph/H07RN-F3G1,5/N | EA | 352 | 53514321796 | 14 | LB
152031 | Case Switch & Cord 10'/220V/H07RN-F3G1, | EA | 326 | 53514321802 | 11.5 | LB
152032 | Cover & Cord 10'/220V/1Ph/H07RN-F3G1,5/C | EA | 357.5 | 53514321819 | 11.5 | LB
152033 | Case Switch & Cord 15'/220V/1Ph/H07RN-F3 | EA | 385 | 53514321826 | 11.5 | LB
152034 | Case Swtich & Cord 15'/220V/1Ph/H07RN-F3 | EA | 350 | 53514321833 | 11.5 | LB
152035 | Case Switch & Cord 10'/220V/1Ph/H07RN-F3 | EA | 326 | 53514321840 | 11.5 | LB
152036 | Rebuild Kit Single Seal/Auto/160-290/50H | EA | 216 | 53514321857 | 8 | LB
152037 | Rebuild Kit Single Seal/Auto/160-290/Bal | EA | 214.5 | 53514321864 | 8 | LB
152038 | Rebuild Kit Single Seal/NA/1&3Ph/160-29 | EA | 180.5 | 53514321871 | 8 | LB
152039 | Rebuild Kit Single Seal/NA/1&3Ph/160-29 | EA | 179 | 53514321888 | 8 | LB
152092 | Label,Cord-ID/Raw Stock/1.75 X1.25/Polye | EA | 0.5 | 53514462871 | 0.01 | LB
152094 | Fitting-Mach 1.25"X.75"/90D Elbow/Sch 40 | EA | 13 | 53514420543 | 0
152095 | Pipe,Pvc 30"Dia X 30" Ultra-Core | EA | 575.5 | 53514321963 | 85 | LB
152109 | WU266 220V/1Ph/50Hz/VFS/QJ/G-Plug/CE/(Se | EA | 902.5 | 53514323660 | 47.5 | LB
152115 | Fitting,Connector 2" w/Oring/Arkal Unit( | EA | 37.5 | 53514325381 | 0.5 | LB
152116 | Fitting,Tee 2"/Arkal Unit (Netafim) | EA | 108 | 53514325398 | 0.6 | LB
152118 | WD270 230V/1Ph/Vfs(Service Part) | EA | 1105 | 53514323288 | 57 | LB
152119 | M53 25'Cd/115V/1Ph/cCSAus/(105 Dp-Ser | EA | 360 | 53514323295 | 22 | LB
152120 | M53 35'Cd/115V/1Ph/cCSAus/(105 Dp-Ser | EA | 390 | 53514323301 | 23 | LB
152121 | U53 220V/1P/50Hz/(UK) G-Plug/CE/(Whit | EA | 612 | 53514323318 | 22 | LB
152134 | U152 220V/1Ph/50Hz/(UK) G-Plug/(135 D | EA | 820 | 53514323370 | 38 | LB
152139 | Seal,O-Ring-Basin | EA | 19 | 53514465643 | 0.01 | LB
152143 | Cover & Cord 33'Cd(10m)/H07RN-F4G4/Sen/ | EA | 2716 | 53514323042 | 50.5 | LB
152148 | Kit,Mounting/Rhombus Control Panel | EA | 488.5 | 53514323257 | 1 | LB
152154 | Cord Term&Seal 230V/25'/14-3 SO/1Ph/Nona | EA | 242.5 | 53514323905 | 4.4 | LB
152155 | Cordage Term&Seals/35'/16-4 SOW-A/3Ph/Po | EA | 214.5 | 53514323912 | 3.4 | LB
152166 | WU202 220V/1Ph/50Hz/Premium Cutter/Cd w/ | EA | 1219.5 | 53514325183 | 30 | LB
152188 | Light, Bulb UV/Salcor 3G | EA | 287.5 | 53514325923 | 0.4 | LB
152191 | Clamp, Strain Relief-Red-MSR2W/Heyco | EA | 0.5 | 53514378080 | 0.001 | LB
152201 | Flange,Adapter 3" Weld On/Galv. | EA | 79.5 | 53514325466 | 9 | LB
152208 | Cover & Cord Asm 100'Cd/8-4/Sen 18-5/140 | EA | 2878 | 53514326128 | 62 | LB
152209 | Quickseam, Form Flash 12" X 50' | EA | 1440 | 53514326173 | 2 | LB
152210 | Quickseam, Form Flash 18" X 50'/EPDM | EA | 2287.5 | 53514326180 | 3 | LB
152211 | Adhesive, Splice (1 Gallon)/EPDM | EA | 224.5 | 53514326197 | 7.5 | LB
152212 | Adhesive, Bonding (5 Gallon)/EPDM | EA | 583.5 | 53514326203 | 40 | LB
152217 | Distr Pipe Asm 1"X 132.5"W-.125"Orif 3.2 | EA | 212 | 53514326562 | 5 | LB
152238 | Contactor, Reverse/Telemecanique 4 Pol | EA | 328 | 53514327507 | 0.1 | LB
152239 | Contactor, Main/Telemecanique 4 Pole (N. | EA | 290.5 | 53514327491 | 0.1 | LB
152243 | Cord Term&Seal/15'/220V/1Ph/H07RN-F3G1, | EA | 115 | 53514327835 | 0.01 | LB
152246 | Hub & Seal-Alum/12"/Curved/For 60" | EA | 1332 | 53514327613 | 15 | LB
152249 | Hoist,Mount-Floor Type Socket/S.S. | EA | 1024 | 53514327927 | 25 | LB
152251 | Impeller 3Ph "495" | EA | 275.5 | 53514329198 | 2 | LB
152252 | Rotor & Brg 380V/3Ph/2Hp/3450Rpm/495/Upp | EA | 287 | 53514329204 | 6 | LB
152253 | Rebuild Kit K495/Ball Bearing | EA | 172 | 53514329211 | 6 | LB
152257 | Control,Flow Package/F&W | EA | 58 | 53514328122 | 0 | LB
152258 | Terminal Block,Pump/Control Rhombus P/N | EA | 10 | 53514328146 | 0.02 | LB
152266 | Case Switch & Cord/1Ph/14-5/Auto/282/Ex | EA | 892.5 | 53514350703 | 26 | LB
152267 | Case Switch & Cord/1Ph/14-5/Auto/ExPr/ | EA | 906.5 | 53514350710 | 26 | LB
152268 | Case Switch & Cord/1Ph/12-5/Auto/ExPr/ | EA | 880.5 | 53514350734 | 26 | LB
152269 | Switch Asm "X282" | EA | 44 | 53514350741 | 0.1 | LB
152270 | Switch Asm "X160/X180/X284/X290" | EA | 44 | 53514342654 | 1 | LB
152271 | Wire Pkg(5)Wires/Auto/Ex Pr/X160-X290 | EA | 27 | 53514350758 | 0.5 | LB
152272 | Rebuild Kit/Ex Pr/Single Seal/Auto | EA | 166 | 53514350772 | 9 | LB
152291 | Rotor & Brg Asm/200/230/460V/3Ph/1Hp/DS/ | EA | 530.5 | 53514328924 | 9 | LB
152292 | Pipe,Pvc 1.5" X 24" Sch 40 | EA | 27 | 53514329181 | 1.5 | LB
152293 | Asm, Union 2" (for 30-0042 & 30-0043) | EA | 15.5 | 53514329051 | 0.3 | LB
152294 | Asm, Union 1-1/2" (for 30-0040 & 30-0041 | EA | 27.5 | 53514329068 | 0.3 | LB
152306 | Cord,Term&Seal 220V/33'/H07RN-F3G1,5/13 | EA | 135.5 | 53514330460 | 1.4 | LB
152307 | Seal,Cord-Asm | EA | 5 | 53514330477 | 0.02 | LB
152308 | Seal,Cord-Asm/USE 151312/H07RN-F3G1,5/Co | EA | 3 | 53514330484 | 0.02 | LB
152309 | Cord Term&Seal 220V/8'/H07RN-F3G1,5/13A/ | EA | 88.5 | 53514330491 | 1.4 | LB
152320 | Washer, Flat - SS .265 ID X .502 OD X .0 | EA | 0.5 | 53514330385 | 0.01 | LB
152340 | Switch,Vert Float-Asm "WM266" W/ Float & | EA | 153.5 | 53514330705 | 2 | LB
152345 | Rebuild Kit "371"(03/09 Thru Current) | EA | 79.5 | 53514331108 | 4 | LB
152346 | Base Asm "371" | EA | 7 | 53514331115 | 0.5 | LB
152348 | Cord Term&Seal 230V/15A/20'/16-3/Na | EA | 120.5 | 53514331122 | 2.6 | LB
152350 | Rebuild Kit-International "371"(12/10 Th | EA | 675 | 53514331139 | 26.5 | LB
152351 | Tie,Cable-SS (5/16") w-Rubber Cushion | EA | 3.5 | 53514420581 | 0.01 | LB
152352 | Connector,12 Pin W-18" Leads/For Control | EA | 155 | 53514330842 | 1 | LB
152368 | Disconnect, Elbow-Mach/2"D | EA | 512 | 53514342326 | 26.5 | LB
152369 | Disconnect, Elbow-Mach/3"D | EA | 516.5 | 53514350253 | 36 | LB
152372 | Plate, Carrier-Mach/2" | EA | 291 | 53514346430 | 9.5 | LB
152373 | Plate, Carrier-Mach/1.25&1.5" | EA | 204.5 | 53514346447 | 9.5 | LB
152379 | Elbow, Rail-Mach/1.25"V | EA | 122.5 | 53514346454 | 2.9 | LB
152380 | Elbow, Rail-Mach/1.50"V | EA | 173.5 | 53514346461 | 3 | LB
152381 | Elbow, Rail-Mach/2"V | EA | 133 | 53514346478 | 3.7 | LB
152382 | Elbow, Rail-Mach/3"V | EA | 350.5 | 53514367091 | 8 | LB
152384 | Screw,.313-18 X 1.75"/Sh Cap/SS | EA | 1 | 53514342265 | 0.01 | LB
152385 | Seal, O-Ring(031) Buna-N | EA | 0.5 | 53514342272 | 0.002 | LB
152386 | Seal, O-Ring(035) Buna-N | EA | 0.5 | 53514342289 | 0.002 | LB
152387 | Seal, O-Ring(333) Buna-N | EA | 2 | 53514342296 | 0.002 | LB
152388 | Seal, O-Ring(042) Buna-N | EA | 3 | 53514350260 | 0.0018 | LB
152389 | Seal, O-Ring(341) Buna-N | EA | 7 | 53514350277 | 0.018 | LB
152392 | Plate, Carrier-Mach-Brass/2" | EA | 1134 | 53514344245 | 11 | LB
152393 | Plate, Carrier-Mach-Brass/1.25&1.5" | EA | 947.5 | 53514344252 | 11 | LB
152396 | Elbow, Rail-Mach/Progressing Cavity/1.25 | EA | 177 | 53514344269 | 3.5 | LB
152398 | Cordage & Term/HT/15'/16-3 SOW-A/Nonaut | EA | 54 | 53514331481 | 1.5 | LB
152399 | Cordage Cond&Sls/HT/15'/16-3 SOW or SOOW | EA | 580.5 | 53514331498 | 2.5 | LB
152400 | Cordage Cond&Sls/W-Coverhdl&Hsg/15'/16- | EA | 862 | 53514331504 | 19.5 | LB
152402 | Rotor & Brg Asm 200/230V/1Ph/1Hp/DS/345 | EA | 179 | 53514331719 | 5 | LB
152403 | Rotor & Brg Asm 200/230/460/575V/3Ph/1H | EA | 211.5 | 53514331726 | 5.5 | LB
152408 | Cable,Lifting/SS/35'Lg/.25"Dia | EA | 355.5 | 53514423506 | 7 | LB
152410 | Rotor & Brg Asm/575V/3Ph/X284 | EA | 497.5 | 53514350789 | 9 | LB
152415 | Cord Term&Seal 230V/1Ph/35'/15A/14-3/NA/ | EA | 316 | 53514332051 | 6.1 | LB
152421 | Cover & Cordage/50'/14-4/Sen 18-5/Grinde | EA | 1649.5 | 53514332259 | 12 | LB
152431 | Circuit Board,Control Rhombus P/N 101052 | EA | 532 | 53514332747 | 1 | LB
152438 | Flange,2"/Painted(No Threads) | EA | 26 | 53514333874 | 3 | LB
152439 | Flange,3"/Painted(No Threads) | EA | 44.5 | 53514333881 | 3 | LB
152442 | Vent Pipe Asm/4"/"Candy Cane"/w-Screen/4 | EA | 533.5 | 53514333096 | 4 | LB
152461 | Cord Term&Seal 115V/50'/12-3 SO/Auto/20A | EA | 427 | 53514333898 | 0
152462 | Bracket, Upper Guide-Mach. | EA | 67 | 53514346485 | 3.25 | LB
152469 | Disconnect,1.5"V/Galv/Plate Asm/EZ Out/3 | EA | 993 | 53514334475 | 13 | LB
152470 | Cover & Cord 35'Cd/200/230V/1Ph/"7012/ | EA | 564 | 53514334390 | 15.3 | LB
152474 | Cover-Mach Std Cd or 3Ph/Black | EA | 145.5 | 53514334529 | 10.5 | LB
152477 | Housing,Pump-Mach/Black | EA | 202 | 53514334512 | 17.8 | LB
152488 | Cover & Cord 25'Cd/8-4/Sen18-5/HT/180Fr | EA | 2219 | 53514335557 | 50 | LB
152489 | Cover & Cord 35'Cd/8-4/Sen18-5/HT/180Fr | EA | 2452.5 | 53514335564 | 50 | LB
152490 | Cover & Cord 50'Cd/8-4/Sen18-5/HT/180Fr | EA | 2802.5 | 53514335571 | 50 | LB
152491 | Cover & Cord 35'Cd/12-4/Sen 18-5/HT/180F | EA | 1914 | 53514335588 | 50 | LB
152492 | Cover & Cord 50'Cd/12-4/Sen 18-5/HT/180F | EA | 2075 | 53514335595 | 50 | LB
152493 | Cover & Cord 25'Cd/4-4/Sen 18-5/HT/180 F | EA | 2820 | 53514335601 | 50 | LB
152494 | Cover & Cord 35'Cd/4-4/Sen 18-5/HT/180 F | EA | 3276 | 53514335618 | 50 | LB
152495 | Cover & Cord 50'Cd/4-4/Sen 18-5/HT/180 F | EA | 3959.5 | 53514335625 | 50 | LB
152517 | Transducer,Submersible/40'/0-10 PSI (Rho | EA | 4357.5 | 53514335939 | 10 | LB
152518 | Stem,w-.025 Spring (Blue/Light)/4000 Ser | EA | 49 | 53514335960 | 0.1 | LB
152519 | Circuit Breaker,Square D/Qou120/15Amp/1- | EA | 62 | 53514336028 | 1 | LB
152522 | Board,Plc-Circuit/Rhombus Control Panel | EA | 6737.5 | 53514336172 | 3 | LB
152525 | Board,Plc-Circuit/Rhombus Control Panel | EA | 5272.5 | 53514336264 | 3 | LB
152526 | Bracket, Z-Rail Intermediate Guide Rail/ | EA | 822 | 53514459338 | 2 | LB
152527 | Bracket, Z-Rail Upper Guide Rail/S.S. | EA | 253.5 | 53514347673 | 2.75 | LB
152529 | Case Switch & Cord 66'(20M)/1Ph/14-5/Aut | EA | 1336.5 | 53514336479 | 37 | LB
152532 | Cover & Cord/Man Run/"810/815"R/14-5 | EA | 465 | 53514337155 | 13.1 | LB
152533 | Cordage Term&Seal/20'/14-5/Man Run/PC Gr | EA | 264 | 53514337162 | 3.6 | LB
152535 | PLC,Logo/Programmed LOGO Controller fo | EA | 1298 | 53514336547 | 3 | LB
152536 | Chip,Flash/Rhombus Control Panel | EA | 340 | 53514336554 | 3 | LB
152537 | Motor,460V/3P/15Hp/3450RPM/Ex Pr/TC-TC L | EA | 28166 | 53514337216 | 335 | LB
152548 | U152 220V/1Ph/50Hz/No Plug/(135 Dp-Servi | EA | 872.5 | 53514337032 | 38 | LB
152549 | U152 220V/1Ph/50Hz/(UK) G-Plug/33'Cd(135 | EA | 903 | 53514337049 | 38 | LB
152550 | U152 220V/1Ph/50Hz/I-Plug/(135 Dp-Servic | EA | 846.5 | 53514337056 | 38 | LB
152558 | Cover & Cord/Man Run/"7020/7021"/20'/14- | EA | 469 | 53514337209 | 13.1 | LB
152579 | Alarm,Horn-Plastic/Rhombus P/N 1012033/ | EA | 68 | 53514337346 | 0.5 | LB
152587 | Kit,Flush Valve Replacement "202"/(1.28 | EA | 62 | 53514337827 | 1.3 | LB
152588 | Asm,Fill Valve w-Tube MD202/(1.28 GPF) | EA | 52.5 | 53514337834 | 1 | LB
152597 | Leadwire Asm 100' 14-2G SJOW-A(1/2 -1 1/ | EA | 644.5 | 53514337728 | 4 | LB
152598 | Switch,Motor Protective/Rhombus # 101792 | EA | 33 | 53514337735 | 1 | LB
152602 | Carton, 10 x 9 x 17 | EA | 26 | 53514456689 | 0.02 | LB
152603 | CAP,w/Gasket/Sim Tech Filter/STF-FC | EA | 69 | 53514337964 | 0.8 | LB
152607 | Seal,Drain Pump-Molded "104/105/106/110/ | EA | 13 | 53514339067 | 0.15 | LB
152611 | Hardware Pak,DP Basin/Hardware and Seal | EA | 34 | 53514339210 | 1 | LB
152612 | Hardware Pak,DP Basin/Hardware and Seal/ | EA | 35 | 53514339227 | 1 | LB
152614 | Seal,Drain Pump-Molded/White"105" | EA | 13 | 53514339074 | 0.15 | LB
152620 | Hardware Pak,DP Basin | EA | 21.5 | 53514339081 | 1.5 | LB
152621 | Hardware Pak,DP Basinl/White | EA | 22 | 53514339098 | 0.15 | LB
152638 | Stator 380V/3Ph/271/ZT | EA | 247 | 53514343361 | 9 | LB
152639 | Rotor 380V/3Ph/271/ZT | EA | 101.5 | 53514343378 | 9 | LB
152645 | Overload,Thermal For Rhombus Panel 10-33 | EA | 46.5 | 53514339050 | 1 | LB
152646 | Discharge Fittings and Filter/109 | EA | 62.5 | 53514339524 | 1 | LB
152647 | Hardware Pak-Cover and seal/109 | EA | 19.5 | 53514339531 | 0.5 | LB
152648 | Handle, Kit Basin SS/109 | EA | 55.5 | 53514339548 | 0.5 | LB
152649 | Inlet Fittings/109 | EA | 30.5 | 53514339562 | 0.2 | LB
152724 | Label,Cord-Warning/Blank Edge/ID Label/1 | EA | 2 | 53514462888 | 0.01 | LB
152725 | Float Switch Asm "202/203"/International | EA | 41 | 53514339753 | 2 | LB
152728 | Preassembled 507 (Propak) Pump and Pipin | EA | 354 | 53514340766 | 5.6 | LB
152732 | Cover & Cord 25'Cd/200/230/460V/3Ph/Grin | EA | 565.5 | 53514340018 | 18 | LB
152744 | Plate,Anti-Floatation/24"Dia/PSF/(31-121 | EA | 69.5 | 53514346577 | 2 | LB
152750 | Rebuild Kit,RE/PC Grinder/"810/815"/(3/1 | EA | 332.5 | 53514340520 | 3.2 | LB
152751 | Rebuild Kit, RE/PC Grinder/"7020/7021"/( | EA | 354 | 53514340537 | 3.2 | LB
152752 | Plate,Insp-10" W-(4) .50" Cord Grips/Ste | EA | 360 | 53514340568 | 5 | LB
152754 | Parts,Spare/6686-0005/(Bagram Airfield) | EA | 2383 | 53514340704 | 51 | LB
152755 | Parts,Spare/6685-0014/(Bagram Airfield) | EA | 2383 | 53514340711 | 51 | LB
152758 | Carton, Tank & Cover "202" (1.28 GPF) | EA | 64 | 53514340926 | 10 | LB
152761 | Elbow, Rail-Mach/2"V 71 Series | EA | 272 | 53514348137 | 3.2 | LB
152762 | Disconnect, 3"V/Plate-Carrier Asm/Z-Rail | EA | 674 | 53514367626 | 19.2 | LB
152763 | Disconnect, 3"V/Plate-Carrier Asm/Brass/ | EA | 1572 | 53514367633 | 8 | LB
152767 | Plate,Guide-EZ Out Rails/1.25"-3"/Brass | EA | 139 | 53514341008 | 2 | LB
152768 | Seal,Cord-Bsn Cvr/2 Hl/1 Cut/.300 Cd Hl/ | EA | 1.5 | 53514352639 | 0.13 | LB
152769 | Cord, Cut & Strip-20'/H07RN-F4G1.5/YU-SH | EA | 109.5 | 53514341121 | 2.75 | LB
152770 | Impeller, Plastic "270" | EA | 7.5 | 53514501778 | 0.15 | LB
152771 | Pump, End for 11Gpm/5 Stage/Effluent | EA | 316 | 53514342661 | 5 | LB
152772 | Bracket, Z-Rail Lifting Wire Form/140 Se | EA | 81 | 53514346492 | 0.201 | LB
152774 | Impeller Br "270/4270" | EA | 147.5 | 53514362553 | 1.068 | LB
152776 | Pump, End for 11Gpm/7 Stage/Effluent | EA | 358 | 53514342678 | 7 | LB
152777 | Pump, End for 19Gpm/5 Stage/Effluent | EA | 323 | 53514342685 | 5 | LB
152778 | Pump, End for 19Gpm/7 Stage/Effluent | EA | 330 | 53514342692 | 7 | LB
152779 | Bracket, Z-Rail Lifting Wire Form/50,90, | EA | 81 | 53514346508 | 0.201 | LB
152787 | Pump, End for 27Gpm/4 Stage/Effluent | EA | 279 | 53514342708 | 5 | LB
152788 | Pump, End for 35Gpm/2 Stage/Effluent | EA | 463 | 53514342715 | 7.5 | LB
152789 | Pump, End for 35Gpm/3 Stage/Effluent | EA | 511 | 53514342722 | 8 | LB
152790 | Pump, End for 55Gpm/1 Stage/Effluent | EA | 435 | 53514342739 | 6 | LB
152791 | Pump, End for 85Gpm/1 Stage/Effluent | EA | 456.5 | 53514342746 | 7 | LB
152809 | Cord,250V/1.7m(5'7")/H07RN-F3G1,5/10A/Wh | EA | 19.5 | 53514367503 | 1 | LB
152829 | Disconnect, 2"V/Plate-Carrier Asm/Z-Rail | EA | 459 | 53514346515 | 13.2 | LB
152830 | Disconnect, 1.5"V/Plate-Carrier Asm/Z-Ra | EA | 412.5 | 53514346522 | 13.2 | LB
152831 | Disconnect, 1.25"V/Plate-Carrier Asm/Z-R | EA | 362 | 53514346539 | 12 | LB
152840 | Flange-Mach 2"BSPT | EA | 40.5 | 53514344849 | 4.3 | LB
152841 | Housing,Pump-Mach "840"/BSPT | EA | 272.5 | 53514344856 | 11.76 | LB
152842 | Housing,Pump-Mach "841/7013"/BSPT | EA | 203.5 | 53514344863 | 12 | LB
152844 | Cover-Mach H07RN-F3G2,5 | EA | 141.5 | 53514342814 | 10.5 | LB
152845 | Case-Mach H07RN-F3G2,5 | EA | 142.5 | 53514342821 | 9.5 | LB
152859 | Fitting,Coupling 2" Cam Lock/Male/Polypr | EA | 29.5 | 53514343095 | 0.23 | LB
152860 | Fitting,Coupling 2" Cam Lock/Female/Poly | EA | 76 | 53514343101 | 0.7 | LB
152864 | Hardware Pak, "507" Charger"/Switch Mode | EA | 2 | 53514343514 | 0.1 | LB
152866 | Screw,#6-32 X .5" Pan Hd/Phillips/SS | EA | 0.5 | 53514344498 | 0.002 | LB
152867 | Screw,#10-14X.75"Pan Hd/Phillips/Plastit | EA | 1.5 | 53514344504 | 0.002 | LB
152869 | Bracket,Z-Rail Intermediate Guide Rail | EA | 822 | 53514500696 | 6 | LB
152875 | Disconnect, 2"V/Plate-Carrier Asm/Brass/ | EA | 1302 | 53514344276 | 14.7 | LB
152876 | Disconnect, 1.5"V/Plate-Carrier Asm/Bras | EA | 1155.5 | 53514344283 | 0
152877 | Disconnect, 1.25"V/Plate-Carrier Asm/Bra | EA | 1105 | 53514344290 | 13.9 | LB
152878 | Disconnect, 1.25"H/Plate-Carrier Asm/Z-R | EA | 481.5 | 53514344306 | 13.182 | LB
152884 | Seal,O-Ring (033) | EA | 1 | 53514436957 | 0 | LB
152890 | Power Conditioning Unit/Control Panel/12 | EA | 2324 | 53514344924 | 2 | LB
152891 | Relay, Voltage Sensing/GE 3ARR3J3B3 | EA | 70.5 | 53514345020 | 0.3 | LB
152895 | Housing,Bearing Upper Asm/62HD/Single Vo | EA | 448 | 53514345211 | 22 | LB
152896 | Light,Indicator/Seal Fail/Rhombus P/N- | EA | 46.5 | 53514345358 | 1 | LB
152897 | Door,Panel/Rhombus P/N- | EA | 124 | 53514345365 | 3 | LB
152898 | Label,Seal Fail/Rhombus P/N- | EA | 20 | 53514345372 | 0.5 | LB
152899 | Charger,DC Asm/Switch Mode/Zco-Hilo/Serv | EA | 396 | 53514345600 | 4.1 | LB
152905 | WM202RPPC 115V/1Ph/Star/cCSAus/Service P | EA | 1113 | 53514346300 | 24 | LB
152907 | Charger,DC Asm/Switch Mode/F&W-Star/Serv | EA | 396.5 | 53514345624 | 4.1 | LB
152911 | Cover & Cord 75'Cd/12-4/Sen 18-5/140 Fra | EA | 1978.5 | 53514345563 | 55 | LB
152921 | Bracket,Anti-Rotate/PCG & Horz D 820-842 | EA | 64.5 | 53514345990 | 0.182 | LB
152923 | Board,Printed Circuit/Rhombus P/N- | EA | 513.5 | 53514345730 | 0.5 | LB
152926 | Control,Level Controller/Anne Wampey Pro | EA | 2806.5 | 53514345846 | 3 | LB
152928 | Cord,25'/14-3G Turbine Pump/F&W/Clarus | EA | 550.5 | 53514345945 | 5 | LB
152935 | Terminal,compression-Bent/8 AWG/#10 Stud | EA | 13.5 | 53514347611 | 0
152937 | Filter,Blower Alita 100-300/Replacement/ | EA | 14.5 | 53514346225 | 0.1 | LB
152938 | Diaphragm,Blower Alita 100-120/Par/Air F | EA | 395 | 53514346232 | 0.1 | LB
152939 | Diaphragm, Blower Alita AL150/DRK150/Pai | EA | 484.5 | 53514346249 | 0.1 | LB
152949 | Blower, Diaphragm Kit w/Filter/HiBlow/H | EA | 495.5 | 53514346676 | 0.465 | LB
152950 | Filter,Hi-Blow blower HP-60/80 | EA | 65.5 | 53514346683 | 0.01 | LB
152952 | Pump, End for 55Gpm/7 Stage/Effluent | EA | 916.5 | 53514346843 | 12 | LB
152955 | Carton, Model 508 DC Pump | EA | 6 | 53514368128 | 0.9 | LB
152956 | Board,Circuit-Rhombus Control Panel/(10- | EA | 470 | 53514346935 | 1 | LB
152957 | Rebuild Kit,840-841/3Ph/NO OIL/(09/06- | EA | 306.5 | 53514346942 | 5 | LB
152962 | Pump, Model 508 12VDC/Service Part | EA | 411.5 | 53514347390 | 6.4 | LB
152969 | Fitting, Asm & Clamp "508" (Service Part | EA | 16 | 53514347413 | 0.19 | LB
152970 | Flapper Asm. (Service Part) | EA | 17.5 | 53514347406 | 0.5 | LB
152990 | WD152 230V/1Ph/Vfs/(Dp135)(Service Part) | EA | 559 | 53514347543 | 39 | LB
152994 | Cord Term&Seal 115V/35'/16-3 SOW 15A/N14 | EA | 163 | 53514347666 | 3.26 | LB
152999 | Leadwire Asm 25' 14-2G SJOW-A(1/2 -1 1/2 | EA | 455.5 | 53514348489 | 2 | LB
153000 | Charger,DC Asm/Switch Mode/508 Aquanot/S | EA | 353.5 | 53514348427 | 4 | LB
153007 | Clamp,Worm Drive Hose/SAE 32/SS | EA | 2.5 | 53514348632 | 0.1 | LB
153027 | Cover & Cord 20'/220V/1Ph/16-3 SOW or SO | EA | 323 | 53514348519 | 12 | LB
153028 | Cord Term&Seal 20'/16-3 SOW/NA/WO Plug | EA | 122 | 53514348526 | 1.1 | LB
153029 | Case Switch & Cord 20'/220V/1Ph/16-3 SOW | EA | 372 | 53514348540 | 13 | LB
153030 | Cord Term&Seal 20'/220V/1Ph/16-3 SOW/Aut | EA | 113 | 53514348533 | 1.2 | LB
153031 | Cover & Cord 25'/220V/1Ph/18-3 SOW/WO Pl | EA | 322.5 | 53514348571 | 12 | LB
153032 | Cord Term&Seal 25'/18-3 SOW/WO Plug/NA | EA | 121.5 | 53514348564 | 1.1 | LB
153037 | Cover & Cordage/115V/1Ph/14Ga/20A/25'/N | EA | 408.5 | 53514348670 | 15.1 | LB
153038 | Cover & Cordage/115V/1Ph/14Ga/20A/25'/N | EA | 420 | 53514348687 | 15 | LB
153039 | Cover & Cordage/3Ph/16-4 SOW/25'/Vit Gas | EA | 352.5 | 53514348694 | 12.5 | LB
153046 | Cover & Cord Asm "N202/N800/N801" | EA | 109 | 53514349462 | 1 | LB
153047 | Kit,Electrical "202/800/801" | EA | 159.5 | 53514349455 | 1.05 | LB
153050 | Handle Asm "800" | EA | 73 | 53514349493 | 0.25 | LB
153051 | Housing,Pump-Kit "800" | EA | 264.5 | 53514349509 | 8 | LB
153052 | Kit,Cutter-Standard "202/800/801" | EA | 154 | 53514349516 | 1 | LB
153054 | Cover & Cord 100'Cd/12-4 SOW-A/140 Frame | EA | 1090.5 | 53514361983 | 45 | LB
153055 | Cover & Cord asm/White/15'Lg/"Y" Splice | EA | 272 | 53514349530 | 1 | LB
153056 | Cover & Cord asm/E-F Plug/Korean "WB202" | EA | 488.5 | 53514349547 | 3.63 | LB
153057 | Cover & Cord Asm/G Plug "WU202" | EA | 382.5 | 53514349592 | 3.2 | LB
153059 | Cover & Cord asm/I Plug "V202" | EA | 113 | 53514349622 | 1.415 | LB
153060 | Kit,Cutter-Premium "800" | EA | 165 | 53514349639 | 0.55 | LB
153067 | Cover & Cord asm/Black "Y" splice cord/N | EA | 401 | 53514349646 | 12.2 | LB
153068 | Switch & Cord,Float-Vfs/Black "Y" Splic | EA | 217.5 | 53514349653 | 10.64 | LB
153072 | Bulb,Light For 10-2148 Fusion Alarm Pane | EA | 62 | 53514349103 | 0.002 | LB
153074 | Cover & Cordage 3Ph/14-8/Ex Pr/25'/Pin/H | EA | 905.5 | 53514349318 | 24 | LB
153075 | Rotor & Brg Asm/200/230/460/575V/3Ph/.5H | EA | 442 | 53514349325 | 9 | LB
153086 | Cover & Cord 25'Cd/12-4/Sensor 18-5/140 | EA | 926.5 | 53514350055 | 25 | LB
153088 | Cover & Cord 35'Cd/12-4/Sensor 18-5/140 | EA | 948 | 53514350062 | 25 | LB
153089 | Cover & Cord 50'Cd/12-4/Sensor 18-5/140 | EA | 1109 | 53514350079 | 25 | LB
153090 | Cover & Cord 75'Cd/12-4/Sensor 18-5/140 | EA | 1376.5 | 53514350086 | 25 | LB
153092 | Cover & Cord Asm 25'Cd/8-4/Sen 18-5/140 | EA | 1178 | 53514350130 | 32 | LB
153093 | Cover & Cord Asm 35'Cd/8-4/Sen 18-5/140 | EA | 1411.5 | 53514350147 | 32 | LB
153094 | Cover & Cord Asm 50'Cd/8-4/Sen 18-5/140 | EA | 1761.5 | 53514350154 | 32 | LB
153095 | Cover & Cord Asm 75'Cd/8-4/Sen 18-5/140 | EA | 2344.5 | 53514350161 | 32 | LB
153099 | Cover & Cordage 20'/H07RN-F3G2.5/NA/No P | EA | 431.5 | 53514352202 | 13 | LB
153100 | Cord Term&Seal 20'/H07RN-F3G2.5/NA/No Pl | EA | 200.5 | 53514461676 | 2 | LB
153101 | Cover & Cordage 33'/1Ph/H07RN-F3G1,5/CE/ | EA | 527.5 | 53514350529 | 0
153102 | Cover & Cordage 33'/230V/1Ph/H07RN-F3G1, | EA | 536.5 | 53514350536 | 52.02 | LB
153103 | Cord Term&Seal 33'/1Ph/H07RN-F3G1,5/CE/N | EA | 322 | 53514350512 | 52.02 | LB
153104 | Cover & Cordage 20'/1Ph/16-3 SOW/NA/No P | EA | 309 | 53514350543 | 1.97 | LB
153107 | Cord Term&Seal 33'/1Ph/H07RN-F3G1,5/CE/N | EA | 335.5 | 53514350550 | 52.02 | LB
153108 | Housing, Mtr-&Str 230V/1Ph/50Hz/PC Grind | EA | 877 | 53514350567 | 27.5 | LB
153109 | Cover & Cordage 20'/16-3 SOW/NA/No Plug | EA | 306 | 53514350574 | 12.7 | LB
153114 | Case Switch & Cord 20'/H07RN-F3G2.5/Aut | EA | 510.5 | 53514352417 | 13.11 | LB
153115 | Cord Term&Seal 20'/H07RN-F3G2.5/Auto/N | EA | 224.5 | 53514352400 | 2.5 | LB
153117 | Lug,Lifting/Steel/For FG Basin/Small Lug | EA | 123.5 | 53514350673 | 2 | LB
153121 | Cover & Cord 20'/H07RN-F4G1.5/Sensor H07 | EA | 890.5 | 53514352219 | 16 | LB
153122 | Cord Term&Seal 20'/H07RN-F4G1.5/Brass Gl | EA | 154.5 | 53514352226 | 5 | LB
153123 | Cord Term&Seal 20'/H07RN-F5G1/Brass Glan | EA | 559.5 | 53514352233 | 2.6 | LB
153125 | Housing, Mtr-&Str 380V/3Ph/840 | EA | 1102 | 53514352394 | 47 | LB
153129 | Rotor,Shaft Asm/460V/3Ph/25HP/1750 RPM/ | EA | 10120.5 | 53514350963 | 40 | LB
153152 | Housing,Pump-Mach "807" | EA | 225 | 53514421953 | 9.171 | LB
153162 | Meter,Hour/Rhombus P/N 1033953 | EA | 161 | 53514351939 | 2 | LB
153173 | Drip Line,.5" X 500'Roll/24"Emitters/Geo | EA | 572 | 53514352240 | 20 | LB
153174 | Sleeve,Quartz (For 5090-0002) | EA | 622 | 53514352271 | 1 | LB
153175 | O-ring,Sleeve (For 5090-0002) | EA | 17 | 53514352288 | 0.2 | LB
153176 | Washer,For Teflon Sleeve (For 5090-0002) | EA | 34.5 | 53514352295 | 0.2 | LB
153199 | Kit, Parts/V202/Taiwan Only | EA | 513.5 | 53514352608 | 21.21 | LB
153200 | Kit,Electrical "V202"/Taiwan | EA | 154.5 | 53514352622 | 1 | LB
153203 | Disc, Cutter/SS/Round Holes/Grinder | EA | 164 | 53514352738 | 1.35 | LB
153204 | Cutter, SS/2 Blade/Single Dir/Grinder | EA | 172 | 53514352745 | 1.38 | LB
153205 | Screw, .25-20 X .875" Sh Cap SS | EA | 0.5 | 53514352752 | 0.01 | LB
153207 | Insert,Strain Relief for 10-0253 | EA | 4 | 53514352783 | 0.001 | LB
153212 | Door,Replacement Hatch/USF Quote# 244529 | EA | 2072 | 53514352837 | 66 | LB
153215 | Cover & Cord 20'/H07RN-F4G1.5/3Ph | EA | 341 | 53514353117 | 15.62 | LB
153216 | Cord Term&Seal 20'/H07RN-F4G1.5/3Ph | EA | 139 | 53514353100 | 5 | LB
153217 | Valve,Solenoid/Fusion Blower (5250-0005) | EA | 491 | 53514352974 | 0.425 | LB
153220 | Terminal Block,Large/Control Rhombus P/N | EA | 26.5 | 53514353049 | 0.02 | LB
153221 | Terminal Block,Keeper for Duplex | EA | 13.5 | 53514353056 | 0.02 | LB
153222 | Terminal Block,Insulator for Duplex | EA | 7 | 53514353063 | 0.02 | LB
153229 | Seal, Cord W/Sensors-Polyflex PVC/X840 | EA | 18.5 | 53514353407 | 0.13 | LB
153230 | Transducer,Submersible-High Temp/40' Cd/ | EA | 5239.5 | 53514353322 | 6 | LB
153240 | Primary Filter Cartridge Asm/WW4 | EA | 275 | 53514354435 | 6 | LB
153241 | Secondary Screen/WW4 | EA | 30.5 | 53514354442 | 2 | LB
153242 | Replacement Screen (Pressure Effluent Fi | EA | 377 | 53514354459 | 1.5 | LB
153243 | Kit, Liner Repair | EA | 238 | 53514354466 | 10 | LB
153254 | Impeller-Mach "840/7011"/DI | EA | 166.5 | 53514355647 | 4.425 | LB
153258 | Impeller-Mach "7011" Trimmed 4.60' Dia./ | EA | 249 | 53514355678 | 3.85 | LB
153260 | Impeller-Mach "7011" Trimmed 3.60' Dia./ | EA | 249 | 53514355685 | 3.5 | LB
153261 | Cover & Cordage 3Ph/14-8/Ex Pr/75'/Pin | EA | 1433 | 53514355395 | 50.61 | LB
153262 | Cover & Cord 75'Cd/8-4/Sen 18-5/140 Fram | EA | 3051 | 53514355449 | 48 | LB
153265 | Mount, Bayonet Fuse Holder for PCB | EA | 20 | 53514355746 | 1 | LB
153268 | Disc, Rubber Flap for 6000 Series Multi- | EA | 63 | 53514356477 | 0.01 | LB
153269 | Stem, with .032 Spring for 6000 Series M | EA | 41 | 53514356484 | 0.01 | LB
153270 | Stem, with .028 Spring for 6000 Series M | EA | 37 | 53514356491 | 0.01 | LB
153271 | Bottom, 4 Outlet for 6000 Series Multi-Z | EA | 114.5 | 53514356507 | 2 | LB
153272 | Bottom, 6 Outlet for 6000 Series Multi-Z | EA | 133.5 | 53514356514 | 2 | LB
153273 | Screws, S.S./Bottom for 6000 Series Mult | EA | 9.5 | 53514356521 | 0.01 | LB
153274 | Screws, S.S./Top for 6000 Series Multi-Z | EA | 8.5 | 53514356538 | 0.01 | LB
153275 | Screws, S.S./Cam Retaining for 6000 Seri | EA | 4.5 | 53514356545 | 0.01 | LB
153276 | Cam, 2 Zone for 4 or 6 outlet/4000 Serie | EA | 20 | 53514356552 | 0.01 | LB
153277 | Cam, 3 Zone for 6 outlet/4000 Series Mul | EA | 20 | 53514356569 | 0.01 | LB
153278 | Cam, 4 Zone for 6 outlet/4000 Series Mul | EA | 20 | 53514356576 | 0.01 | LB
153279 | Cam, 5 Zone for 6 outlet/4000 Series Mul | EA | 20 | 53514356583 | 0.01 | LB
153280 | Stem, Asmy/Heavy/.032 Spring (red)/400 | EA | 51 | 53514356590 | 0.01 | LB
153281 | Screws, S.S./Top for 4000 Series Multi-Z | EA | 41 | 53514356606 | 0.01 | LB
153282 | Screws, S.S./Cam Retaining for 4000 Seri | EA | 4.5 | 53514356613 | 0.01 | LB
153283 | O-Ring, Top/4000 Series Multi-Zone Valve | EA | 51 | 53514356620 | 0.001 | LB
153284 | O-Ring, Cam/4000 Series Multi-Zone Valve | EA | 574.5 | 53514356637 | 0.001 | LB
153285 | Fitting,Pvc 1.25" Adapter/Spig x MPT/Sc | EA | 8 | 53514361945 | 0.09 | LB
153286 | Fitting,Pvc Reducer 2" Slip x 1.25" Slip | EA | 23 | 53514361952 | 0.2 | LB
153289 | Gasket,Cover for 3" Arkal Filter | EA | 57 | 53514356002 | 0 | LB
153290 | Disc Set, w/Spline for 3" Arkal Filter/1 | EA | 1383.5 | 53514356019 | 0 | LB
153291 | Oring,Spline Body for 3" Arkal Filter | EA | 13.5 | 53514356026 | 0 | LB
153292 | Disc Set, Spare for 3" Arkal Filter/120- | EA | 788.5 | 53514356033 | 0 | LB
153293 | Gasket,Cover for 2" Arkal Filter | EA | 57 | 53514356040 | 0 | LB
153294 | Disc Set, for 2" Arkal Filter/120 Mesh | EA | 409.5 | 53514356057 | 0 | LB
153295 | Top, 4 Outlet/6000 Series Multi-Zone Val | EA | 190.5 | 53514356651 | 2 | LB
153296 | Top, 6 Outlet/6000 Series Multi-Zone Val | EA | 161.5 | 53514356668 | 3 | LB
153301 | Overload, Rhombus Control Panel | EA | 124 | 53514356439 | 1 | LB
153304 | Circuit Board,Control/For 10-3652 | EA | 612 | 53514356934 | 1 | LB
153305 | Circuit Board,Control/For 10-3501 | EA | 587.5 | 53514357009 | 1 | LB
153308 | Seal,Pipe-1.25" (For 17-0411)/Jackell P/ | EA | 19.5 | 53514357061 | 0.1 | LB
153336 | Rod,Float-Molded/Silver/"50" | EA | 2.5 | 53514360887 | 0.01 | LB
153338 | Float,Polypropylene/Silver | EA | 8.5 | 53514360894 | 0.36 | LB
153341 | Tank,5040 Step System/Poly-Rotomold/Blac | EA | 556 | 53514360948 | 15 | LB
153343 | Hardware Pak, 2"&3" NPT Flange | EA | 15 | 53514476137 | 2.8 | LB
153344 | Overload,Element (Melting Alloy) Rhombus | EA | 46.5 | 53514358051 | 1 | LB
153345 | Contactor,3 Pole (Nema 1)/Panel #10-3533 | EA | 729.5 | 53514358075 | 1 | LB
153348 | Circuit Board,Control/(Rhombus P/N 10171 | EA | 496.5 | 53514358174 | 1 | LB
153350 | Bracket, Capacitor 140/270 | EA | 2.5 | 53514425470 | 0.02 | LB
153354 | Cord Term&Seal 230V/15'/18-3 SJOW or SJO | EA | 71 | 53514391768 | 1.6 | LB
153375 | Valve,Fusion/Airlift Pump Control/Grey H | EA | 63 | 53514358846 | 0 | LB
153376 | Valve,Fusion/Air Balance/Recirculation/B | EA | 63 | 53514358853 | 0 | LB
153377 | Valve,Fusion/Air Balance/Backwash/Red Ha | EA | 63 | 53514358860 | 0 | LB
153382 | Cover & Cord/Y-Splice Flt/"RWD PC Grinde | EA | 803.5 | 53514362324 | 7.01 | LB
153383 | Switch, Flts-Term&Seal/Y-Splice/PC Grind | EA | 298.5 | 53514362300 | 2.6 | LB
153386 | Cord Term&Seal 20'/RWD PC Grinder | EA | 300 | 53514362331 | 0
153413 | Oring,Valve Shaft 116/Jandy | EA | 7.5 | 53514359386 | 0.5 | LB
153414 | Oring,Valve Cover 151/Jandy | EA | 16 | 53514359393 | 0.5 | LB
153428 | Capacitor,Start 43-52 Mfd/220-250Vac/2.7 | EA | 65.5 | 53514359881 | 1.5 | LB
153430 | Switch,HOA 22mm (Rhombus P/N: 1017226) | EA | 111.5 | 53514359911 | 0.1 | LB
153431 | Lens, 22mm Red Indicator/ | EA | 13.5 | 53514359928 | 0.1 | LB
153434 | Screw,.313-18 X 1.25" HH Cap/316SS | EA | 3.5 | 53514360047 | 0 | LB
153435 | Screw,#10-24 X .875-Flt Sh Cap/316SS | EA | 1 | 53514360054 | 0.01 | LB
153439 | Module, Indicator Light/ | EA | 93 | 53514360085 | 0.1 | LB
153440 | Collar, 22mm Indicator Light Mounting/ | EA | 13.5 | 53514360092 | 0.1 | LB
153442 | Spline, for 2" Disk Filter/Netafim/(5056 | EA | 533 | 53514360337 | 0 | LB
153449 | Spline,Adapter/W-Out O-rings/Netafim/ | EA | 89.5 | 53514360528 | 0 | LB
153478 | Switch,Asm Mech-Vert Master/115V/NO/8'C | EA | 79 | 53514391096 | 2.75 | LB
153479 | Switch,Vertical Reed/120V/.25Amp/8'Cd/N | EA | 188.5 | 53514391102 | 1.25 | LB
153480 | Switch,Mech Flt/125/250V/5A/10'Cd/Wo Plu | EA | 64.5 | 53514391126 | 1.75 | LB
153481 | Gateway,DC Asm/508 Aquanot Active/Servic | EA | 737.5 | 53514381097 | 0.38125 | LB
153487 | Seal,Cord-T&B(2693Nm) | EA | 38.5 | 53514361471 | 0.59 | LB
153495 | Impeller Asm w-shims/145/4145 | EA | 20.5 | 53514362232 | 1 | LB
153502 | Circuit Board,Control Rhombus P/N 100972 | EA | 192 | 53514362003 | 1 | LB
153505 | Cover & Cord 3Ph/16-4 SOW/35' | EA | 374 | 53514362249 | 13 | LB
153510 | Asm,Moisture Sen/Resistor/DS/Sew-Eff/Ex | EA | 65 | 53514362645 | 0.02 | LB
153514 | Cover & Cord 230V/1Ph/16Ga/25'/Viton | EA | 311.5 | 53514362751 | 15.2 | LB
153515 | Cord Term&Seal 115V/25'/16-3 SOW-A/1Ph/N | EA | 110.5 | 53514362867 | 2.6 | LB
153516 | Housing,Pump-Kit "202 for ZT" | EA | 35.5 | 53514363383 | 1 | LB
153531 | Valve,Check/1.5"InLine/Vert/Black | EA | 20 | 53514389666 | 0
153543 | Impeller-Mach DI 5.25" Dia/140Fr Grnd/No | EA | 376 | 53514390204 | 11 | LB
153549 | Impeller-Mach DI 6.00" Dia/140Fr Grnd/No | EA | 376 | 53514390464 | 11 | LB
153551 | Impeller-Mach DI 6.250" Dia/140Fr Grnd/N | EA | 376 | 53514420123 | 0
153561 | Impeller-Mach DI 6.000" Dia/High Flow/No | EA | 274 | 53514421144 | 6.3 | LB
153567 | Impeller-Mach DI 5.250" Dia/High Flow/No | EA | 371.5 | 53514408152 | 0
153570 | Impeller-Mach DI 4.875" Dia/High Flow/No | EA | 329 | 53514480066 | 6 | LB
153571 | Impeller-Mach DI 4.750" Dia/High Flow/No | EA | 383 | 53514407155 | 0
153575 | Impeller-Mach DI 4.250" Dia/High Flow/No | EA | 371.5 | 53514428457 | 0
153593 | Impeller-Mach DI 5.125" Dia/140Fr Grnd/R | EA | 488.5 | 53514501600 | 2 | LB
153643 | Switch,TNS for 10-1019 (Rhombus P/N: 100 | EA | 49 | 53514364137 | 0.1 | LB
153650 | Fitting,Pvc 1.25" Tee FPT X Slip X Slip/ | EA | 71.5 | 53514364540 | 0.37 | LB
153651 | Plate,Access-16"Dia/Suspended Plate For | EA | 347.5 | 53514364618 | 20 | LB
153661 | Terminal,Block for 10-1045 (Rhombus Part | EA | 173.5 | 53514365240 | 0.25 | LB
153726 | Disconnect, 2"V/71 Series/Plate-Carrier | EA | 598 | 53514367671 | 11 | LB
153727 | Disconnect, 2"V/71 Series/Plate-Carrier | EA | 1441 | 53514367688 | 14.2 | LB
153743 | Case & Switch Asm-Auto/115V/"M803/805/ | EA | 330.5 | 53514368593 | 2.5 | LB
153744 | Cover & Handle Asm-Nonauto/115V/"N803/80 | EA | 287 | 53514368609 | 5 | LB
153745 | Cord Term&Seal 115V/15'/16-3 SJOW/Auto | EA | 89 | 53514368616 | 1.5 | LB
153746 | Cord Term&Seal 230V/15'/16-3 SJOW/Auto&N | EA | 87 | 53514368623 | 1.7 | LB
153747 | Seal,Cord-Asm & Strain relief "803/805/8 | EA | 3.5 | 53514368630 | 0.03 | LB
153748 | Float Asm "803/805/807" | EA | 52 | 53514368708 | 1 | LB
153750 | Capacitor,Start-Asm "803/805/807" | EA | 77 | 53514368722 | 0.1 | LB
153751 | Relay,Starting-Asm "803/805/807" | EA | 54.5 | 53514368739 | 0.1 | LB
153752 | Wire Pkg "803/805/807" | EA | 17.5 | 53514368746 | 0.05 | LB
153760 | Impeller Asm "803" | EA | 74.5 | 53514368838 | 0.2 | LB
153761 | Impeller Asm "805" | EA | 75.5 | 53514368845 | 0.2 | LB
153762 | Impeller Asm "807" | EA | 75.5 | 53514368852 | 0.2 | LB
153763 | Kit,Cutter "803/805/807" | EA | 139.5 | 53514368869 | 1.5 | LB
153764 | Oil,Dielectric (40 Oz) | EA | 60.5 | 53514368876 | 2.75 | LB
153765 | Rebuild Kit "803/805/807" | EA | 189 | 53514368890 | 5.1 | LB
153766 | Fitting, Tee (saw-cut slot) for Propak S | EA | 14.5 | 53514371692 | 0
153768 | Cover & Cordage 25'/3Ph/14-4/MS/Gland/Vi | EA | 498 | 53514368227 | 15.8 | LB
153772 | Valve,Check/1.5 InLine/Vertical/(Service | EA | 23 | 53514371715 | 0
153776 | Pipe,PVC .5" X 37.5"/Sch 40 | EA | 12 | 53514486464 | 0
153789 | Enclosure,Control-4X For 10-1805 | EA | 773 | 53514369293 | 4 | LB
153802 | Hub & Seal-Alum/12"/Curved/For 42" | EA | 1217 | 53514370145 | 15 | LB
153803 | Control,Panel Kit/Connectors/Circuit Boa | EA | 538 | 53514370541 | 1 | LB
153804 | Kit,Piping&Acc/1.25"D/810 Pumps | EA | 1911.5 | 53514370565 | 23 | LB
153813 | Relay Asm 115V/Retrofit | EA | 134 | 53514418342 | 1 | LB
153814 | Relay Asm 230V/Retrofit | EA | 118 | 53514400934 | 1 | LB
153819 | Plastic-Red, Beacon Dome (10-2240) | EA | 216.5 | 53514372071 | 0.2 | LB
153820 | Anti-Condensation Heater (10-2241) | EA | 1082 | 53514372095 | 3 | LB
153822 | Bulb,Light For 10-0394 Panel | EA | 7 | 53514372279 | 0.1 | LB
153827 | Hardware Pak,18"Dia/1.5V1.5D/Split Cover | EA | 76.5 | 53514373092 | 2 | LB
153828 | Carton,"98" Series UPS | EA | 17 | 53514373672 | 0.42 | LB
153829 | Carton,"260/270" Series UPS | EA | 21 | 53514373696 | 0.42 | LB
153830 | Carton,"160/180/280/290" Series UPS | EA | 27.5 | 53514373719 | 0.42 | LB
153831 | Carton,"4160/4180/4280/4290" Series UPS | EA | 28.5 | 53514373733 | 0.42 | LB
153832 | Relay Asm 115V/SP | EA | 68 | 53514374297 | 1 | LB
153833 | Relay Asm 230V/SP | EA | 55.5 | 53514374310 | 1 | LB
153848 | Hardware Pak,18"Dia Blnk Poly Extensio | EA | 42 | 53514374037 | 2 | LB
153849 | Diaphragm, Blower Alita AL300,AL400/ | EA | 957 | 53514374822 | 0.1 | LB
153856 | Label,Carton "63" | EA | 2.5 | 53514395193 | 0.05 | LB
153860 | Case Handle, Arm/SP "63" | EA | 145.5 | 53514377427 | 2 | LB
153861 | Seal,Cord-Asm/SP "63" | EA | 2.5 | 53514377441 | 1 | LB
153862 | Cord Term&Seal 115V/ 10'/18-3 SJOW/15A L | EA | 40.5 | 53514389185 | 1 | LB
153865 | Rebuild Kit "63"(01/15 Thru Current) | EA | 97 | 53514379728 | 4 | LB
153876 | Pump, Model 508 12VDC/Aquanot Active/Ser | EA | 408 | 53514376840 | 6.4 | LB
153878 | Cord Term&Seal 115V/15'/16-3 SJOW-A | EA | 82.5 | 53514387600 | 2.2 | LB
153879 | Cord Term&Seal 230V/15'/16-3 SJOW-A/Na/1 | EA | 81 | 53514405298 | 0
153896 | Cover & Cord 100'Cd/12-4/Sen 18-5/140 Fr | EA | 2246 | 53514378004 | 65 | LB
153908 | Impeller-Plastic "819/7009" | EA | 124.5 | 53514398811 | 4.6 | LB
153909 | Impeller-Plastic "818/7008" | EA | 124.5 | 53514398835 | 3.91 | LB
153910 | Overload,12-18A Rhombus Control Panel | EA | 136 | 53514378844 | 1 | LB
153919 | Impeller-Mach-CI 3Ph "292" | EA | 69 | 53514479183 | 0
153929 | Enclosure,Control-4X For 10-1060/(Rhombu | EA | 519.5 | 53514380120 | 4 | LB
153932 | Housing,Mtr-& Str 460V/3Ph/1750/6.25"Fr/ | EA | 1400 | 53514380410 | 55 | LB
153940 | Charger,DC Asm/Switch Mode/CE/UK Plug/S | EA | 375 | 53514381356 | 4 | LB
153997 | Impeller CI "292"/SP | EA | 46.5 | 53514383619 | 1.2 | LB
153998 | Impeller Asm 3Ph CI "292"/SP | EA | 75 | 53514383633 | 1.2 | LB
153999 | Impeller CI "293"/SP | EA | 74 | 53514383657 | 1.6 | LB
154000 | Impeller Asm 3Ph CI "293"/SP | EA | 79 | 53514383671 | 1.6 | LB
154001 | Impeller CI "294"/SP | EA | 91 | 53514383695 | 1.9 | LB
154002 | Impeller Asm 3Ph CI "294"/SP | EA | 108 | 53514383718 | 1.9 | LB
154003 | Impeller CI "295"/SP | EA | 118 | 53514383732 | 2.5 | LB
154004 | Impeller Asm 3Ph CI "295"/SP | EA | 122.5 | 53514383756 | 2.5 | LB
154006 | Impeller Br "295"/SP (6/16-Current) | EA | 321 | 53514383770 | 3.1 | LB
154007 | Impeller Asm 3Ph Br "295"/SP (6/16-Curre | EA | 338.5 | 53514383794 | 0
154009 | Cover & Cord 50'Cd/12-4/W-Ring Term/Sens | EA | 1111.5 | 53514383442 | 25 | LB
154010 | Cover & Cord 25'Cd/12-4/W-Ring Term/Sens | EA | 844 | 53514383466 | 25 | LB
154018 | A-Pak Proprietary/Power Supply/5V/0.5A/c | EA | 33 | 53514383602 | 0 | LB
154020 | Screw,#14 X 2"Flat Hd/Square Drive/Type | EA | 1 | 53514383022 | 0.02 | LB
154029 | Asm,Flush Valve w-Flapper & Chain/1.28gp | EA | 36.5 | 53514385163 | 1 | LB
154032 | Cover,Toilet Tank/202/Sangtong/(Servic | EA | 35.5 | 53514385149 | 15.6 | LB
154033 | Switch,Vertical Reed/Compact/APak-Standa | EA | 54.5 | 53514383589 | 1.81 | LB
154035 | Cover & Cordage 1Ph/14-5/Ex Pr/75'/Pin | EA | 1360 | 53514383084 | 29 | LB
154048 | Hardware Pak,Tank To Toilet/Sangtong/Mod | EA | 19.5 | 53514385200 | 0.8 | LB
154062 | Cover & Cordage 1Ph/14-5/Ex Pr/35'/Pin/H | EA | 998.5 | 53514385125 | 27 | LB
154069 | Cord Term&Seal 230V/25'/16-3 SOW-A/Brass | EA | 170 | 53514457440 | 1.8 | LB
154088 | Housing,Pump-Mach "818-820/7008-7010" | EA | 151 | 53514393151 | 12.3 | LB
154089 | Housing,Pump-Mach "841/7013" | EA | 181.5 | 53514423988 | 12.3 | LB
154093 | Housing,Mtr-Plastic Upper/Mach "202" | EA | 53 | 53514387327 | 0.95 | LB
154178 | Cord Asm/15'/ "63" | EA | 53.5 | 53514440091 | 0
154181 | Cord Asm/25'/ "63" | EA | 70.5 | 53514440077 | 0
154184 | Cutter & Disc Asm/2 Blade/1-Direction Gr | EA | 393 | 53514390686 | 2 | LB
154185 | Cutter & Shim Asm/2 Blade/.75" Screw | EA | 229 | 53514390709 | 1 | LB
154190 | Pack,Cardboard Sheet/36X26-1/2/ECT32C Kr | EA | 7 | 53514390907 | 0.3 | LB
154196 | Cordage Cond&Sls/HT/10'/16-4/Auto/3161 | EA | 462 | 53514391089 | 1.6 | LB
154198 | Switch,Asm Mech-Vert Master/Aquanot Acti | EA | 104 | 53514391584 | 2.9 | LB
154209 | Probe,Moisture/Lead Wires/250 Frame/ | EA | 220 | 53514391904 | 1 | LB
154210 | Disconnect, Elbow-Mach/2"D/BSPT | EA | 549.5 | 53514392826 | 27.1 | LB
154211 | Elbow, Rail-Mach/Progressing Cavity/1.25 | EA | 247 | 53514392840 | 3.15 | LB
154256 | Hardware Pak, Scale Removal System/109 | EA | 26.5 | 53514393854 | 1.5 | LB
154257 | Fitting,Adapter/Mach/1"FPS X 1"Hose Bar | EA | 20.5 | 53514400712 | 0.1 | LB
154259 | Pump, End for 11Gpm/10 Stage/Effluent | EA | 399 | 53514393519 | 8 | LB
154260 | Pump, End for 11Gpm/13 Stage/Effluent | EA | 496.5 | 53514393533 | 10 | LB
154261 | Pump, End for 19Gpm/9 Stage/Effluent | EA | 388.5 | 53514393557 | 6 | LB
154262 | Pump, End for 27Gpm/6 Stage/Effluent | EA | 377 | 53514393571 | 10.5 | LB
154263 | Pump, End for 27Gpm/7 Stage/Effluent | EA | 408 | 53514393595 | 11.5 | LB
154264 | Pump, End for 27Gpm/10 Stage/Effluent | EA | 485.5 | 53514393618 | 13 | LB
154265 | Pump, End for 35Gpm/4 Stage/Effluent | EA | 619.5 | 53514393632 | 6.75 | LB
154266 | Pump, End for 35Gpm/5 Stage/Effluent | EA | 667.5 | 53514393670 | 7.25 | LB
154267 | Pump, End for 55Gpm/2 Stage/Effluent | EA | 563 | 53514393694 | 6.75 | LB
154268 | Pump, End for 55Gpm/3 Stage/Effluent | EA | 624.5 | 53514393700 | 7 | LB
154269 | Pump, End for 55Gpm/4 Stage/Effluent | EA | 686.5 | 53514393724 | 7.25 | LB
154270 | Pump, End for 55Gpm/5 Stage/Effluent | EA | 752.5 | 53514393830 | 8.1 | LB
154271 | Pump, End for 85Gpm/2 Stage/Effluent | EA | 593 | 53514393748 | 7 | LB
154272 | Pump, End for 85Gpm/3 Stage/Effluent | EA | 670.5 | 53514393762 | 7.5 | LB
154273 | Pump, End for 85Gpm/4 Stage/Effluent | EA | 754 | 53514393786 | 8.5 | LB
154274 | Pump, End for 85Gpm/6 Stage/Effluent | EA | 914.5 | 53514393823 | 10.75 | LB
154276 | Impeller-Mach "841/7013/842/7012"/DI | EA | 142 | 53514395537 | 5.3 | LB
154277 | Impeller-Mach "7013"/Trimmed 5.00"/DI | EA | 254.5 | 53514395551 | 5.3 | LB
154278 | Impeller-Mach "7013"/Trimmed 4.50"/DI | EA | 254.5 | 53514395575 | 5.3 | LB
154279 | Transducer,Pressure/0-5 PSI/40' Cord/Rho | EA | 3407 | 53514393656 | 4.3 | LB
154280 | Cover & Cord 115V/1Ph/Na/"818"/Gland | EA | 429 | 53514393939 | 14 | LB
154283 | Contactor,Motor/65 AMP/Rhombus P/N 10123 | EA | 408 | 53514394257 | 3.2 | LB
154289 | Cord Term&Seal 115V/1Ph/Na/15A Plug/"818 | EA | 169.5 | 53514398385 | 3.6 | LB
154290 | Housing,Mtr-&Str 115V/1Ph/1Hp/818/7008/B | EA | 778.5 | 53514398484 | 30 | LB
154291 | Rotor & Brg Asm/1Ph/818/7008/Up&Lw Brg(0 | EA | 319 | 53514398507 | 6 | LB
154292 | Cutter & Disc Asm./"818-820"/2 Blade/Sin | EA | 408 | 53514398521 | 2.5 | LB
154295 | Cutter & Shim Asm/2 Blade/Single Dir/.75 | EA | 229 | 53514398545 | 1.5 | LB
154296 | Cover & Cord 230V/1Ph/Na/"818/819"/ | EA | 378.5 | 53514398569 | 14.1 | LB
154297 | Cord Term&Seal 230V/1Ph/Na/15A Plug/"818 | EA | 159.5 | 53514398583 | 3.6 | LB
154298 | Housing,Mtr-&Str 230V/1Ph/1Hp/818/7008/B | EA | 730.5 | 53514398620 | 30 | LB
154299 | Housing,Mtr-&Str 200V/1Ph/1Hp/818/7008/B | EA | 730.5 | 53514398644 | 30 | LB
154300 | Cover,Cord & Flt Sw/115V/1Ph/15A Plug/"8 | EA | 617.5 | 53514398668 | 15.2 | LB
154301 | Cover,Cord & Flt Sw/230V/1Ph/15A Plug/"8 | EA | 607.5 | 53514398682 | 15.2 | LB
154302 | Cover & Cord 115V/1Ph/Na/15A Plug/"7008" | EA | 433 | 53514398705 | 14 | LB
154303 | Cover & Cord 230V/1Ph/Na/15A Plug/"7008/ | EA | 423 | 53514398729 | 14.1 | LB
154304 | Cord Term&Seal 115V/1Ph/Auto/15A Plug/ | EA | 170 | 53514398743 | 3.6 | LB
154305 | Cover, Cord & Flt Sw/115V/1Ph/15A Plug/ | EA | 622 | 53514398767 | 15.2 | LB
154307 | Cover, Cord & Flt Sw/230V/1Ph/15A Plug/ | EA | 611.5 | 53514398781 | 15.2 | LB
154308 | Cord Term&Seal 230V/1Ph/Auto/15A Plug/"8 | EA | 158.5 | 53514398798 | 3.6 | LB
154309 | Sleeve,6" Alum Hub/For 72" Basins/SLV | EA | 646.5 | 53514394820 | 6 | LB
154310 | Sleeve,12" Alum Hub/For 72" Basins/SLV | EA | 1219 | 53514394844 | 12 | LB
154312 | Relay & Wiring Diagram/"818/7008" Grinde | EA | 54.5 | 53514398606 | 1 | LB
154333 | Rod,Float-Molded/Silver/"95" | EA | 3.5 | 53514458881 | 0.01 | LB
154342 | Cord,250V/6.1m(20')/H07RN-F3G1,5/10A/Whi | EA | 34.5 | 53514494216 | 1.5 | LB
154400 | Disconnect,Base Elbow-Mach/4"D/DI/Z-Rail | EA | 1492.5 | 53514464950 | 86.4 | LB
154404 | Plate,Carrier-Mach/4"D/Non Sparking/Z-Ra | EA | 2660.5 | 53514465339 | 21.978 | LB
154406 | Rotor & Brg Asm 115V/1PH/X6161/X6163/ | EA | 427 | 53514426477 | 0 | LB
154407 | Rotor & Brg Asm 200/230V/1PH/X6161/ | EA | 427 | 53514426484 | 0 | LB
154408 | Rotor & Brg Asm 200/230V/1PH/X6165/ | EA | 411.5 | 53514426491 | 0 | LB
154409 | Rotor & Brg Asm 200/230V/1Ph/2Hp/DS/Ex P | EA | 508 | 53514426514 | 0 | LB
154410 | Rotor & Brg Asm 200-575V/3Ph/2Hp/DS/Ex P | EA | 550 | 53514426521 | 0 | LB
154411 | Rotor & Brg Asm 115/200/230V/1Ph/X6282 | EA | 419.5 | 53514426538 | 0 | LB
154412 | Rotor & Brg Asm 200/230V/1Ph/X6284 | EA | 480 | 53514426552 | 0 | LB
154413 | Rotor & Brg Asm 575V/3Ph/X6284 | EA | 513 | 53514426569 | 0 | LB
154414 | Rotor & Brg Asm w/Sensor 115V/1Ph/X6161/ | EA | 472.5 | 53514426576 | 0 | LB
154415 | Rotor & Brg Asm w/Sensor 200/230V/1Ph | EA | 472.5 | 53514426583 | 0 | LB
154416 | Rotor & Brg Asm w/Sensor 200-575V/3Ph | EA | 527 | 53514426590 | 0 | LB
154417 | Rotor & Brg Asm w/Sensor 200/230V/1Ph | EA | 457.5 | 53514426606 | 0 | LB
154418 | Rotor & Brg Asm w/Sensor 200-575V/3Ph | EA | 519 | 53514426620 | 0 | LB
154420 | Sleeve,8" Aluminum/Bolt On SLV0800A | EA | 720 | 53514397821 | 6 | LB
154425 | Transducer,Pressure/0-5 PSI/60' Cord/Rho | EA | 5044 | 53514398323 | 5 | LB
154432 | Rebuild Kit "95"(01/17 Thru Current) | EA | 118.5 | 53514399597 | 4 | LB
154436 | Hardware Pak,Switch/Model 508 Propak | EA | 20 | 53514401115 | 0.15 | LB
154438 | Switch,Float W-Terminals/Vert Master2/Pr | EA | 132 | 53514401139 | 2 | LB
154445 | Control,Panel Kit/Alarm/Rhombus PN 104 | EA | 74.5 | 53514399191 | 1 | LB
154448 | Fuse Holder,Rhombus P/N 1001304 | EA | 13.5 | 53514399498 | 0.01 | LB
154449 | Fuse 1/2 Amp, Rhombus P/N 1009107 | EA | 13.5 | 53514399511 | 1 | LB
154450 | Anti Condensate Heater P/N 1004416 | EA | 414.5 | 53514399559 | 1 | LB
154452 | Nipple,Pipe 1.25 X 21.5"/SS | EA | 255 | 53514399856 | 3.5 | LB
154464 | Circuit Board,Control/For 10-2008 | EA | 204 | 53514400910 | 1 | LB
154484 | Case & Switch Asm/I Plug "U807" | EA | 311.5 | 53514403096 | 2.5 | LB
154485 | Cover & Handle Asm/I Plug "V807" | EA | 268 | 53514403072 | 5 | LB
154486 | Rebuild Kit "U&V803/805/807" | EA | 191.5 | 53514403119 | 4.8 | LB
154489 | Case & Switch Asm-Auto/230V/"D803/805 | EA | 329 | 53514402709 | 2.5 | LB
154490 | Cover & Handle Asm-Nonauto/230V/"E803/80 | EA | 285.5 | 53514402723 | 5 | LB
154501 | Cover & Cord 100'Cd/8-4/Sen 18-5/ | EA | 3634 | 53514402389 | 42 | LB
154503 | Cover & Cord 220V/60Hz/1Ph/"202" | EA | 103.5 | 53514402990 | 1.03 | LB
154512 | Motor, End 115V/1Ph/1/2HP/SS/Effluent T | EA | 1286 | 53514403416 | 18 | LB
154513 | Motor, End 230V/1Ph/1/2HP/SS/Effluent T | EA | 1285 | 53514403430 | 0 | LB
154514 | Motor, End 230V/1Ph/3/4HP/SS/Effluent T | EA | 1550.5 | 53514403454 | 0 | LB
154515 | Motor, End 230V/1Ph/1HP/SS/Effluent T | EA | 1655 | 53514403478 | 0 | LB
154516 | Motor, End 230V/1Ph/1.5HP/SS/Effluent T | EA | 2158 | 53514403492 | 0 | LB
154517 | Motor, End 230V/1Ph/2HP/SS/Effluent T | EA | 1920.5 | 53514403515 | 0 | LB
154518 | Motor, End 230V/1Ph/3HP/SS/Effluent T | EA | 3232 | 53514403539 | 0 | LB
154519 | Motor, End 230V/1Ph/5HP/SS/Effluent T | EA | 4202.5 | 53514403553 | 0 | LB
154520 | Wire/Lead #14-2G/120" | EA | 157 | 53514403577 | 1.06 | LB
154521 | Wire/Lead #14-2G/25' | EA | 389 | 53514403591 | 0 | LB
154522 | Wire/Lead #14-2G/30' | EA | 449 | 53514403614 | 0 | LB
154523 | Wire/Lead #14-2G/50' | EA | 473 | 53514403638 | 0 | LB
154524 | Wire/Lead #14-2G/100' | EA | 673 | 53514403652 | 0 | LB
154525 | Wire/Lead #12-3G/25' | EA | 662 | 53514403676 | 0 | LB
154526 | Wire/Lead #12-3G/35' | EA | 764.5 | 53514403690 | 0 | LB
154527 | Wire/Lead #12-3G/50' | EA | 842.5 | 53514403713 | 0 | LB
154528 | Wire/Lead #12-3G/100' | EA | 1251.5 | 53514403737 | 0 | LB
154529 | Wire/Lead #14-3G/25' | EA | 710 | 53514403751 | 0 | LB
154536 | Cutter & Disc Asm "841"/(02/17-Current) | EA | 409.5 | 53514407179 | 2 | LB
154537 | Cutter & Shim Asm/2 Blade/1" Screw | EA | 230.5 | 53514422578 | 1.5 | LB
154538 | Switch,Vertical Reed/Compact/24VDC/10W/0 | EA | 31.5 | 53514448806 | 1.5 | LB
154543 | Control,Panel Kit/Enclosure/ | EA | 1030.5 | 53514403294 | 1 | LB
154547 | Base-Mach 152/153/Service Part | EA | 48.5 | 53514404475 | 4.4 | LB
154608 | PLC,Logo/Programmed LOGO Controller fo | EA | 1298 | 53514405236 | 3 | LB
154614 | Cover & Cord 75'Cd/8-4/Sen 18-5/ | EA | 3051 | 53514405625 | 37 | LB
154634 | Sleeve,10" Al Hub w/7 LS-400-C Link Seal | EA | 1229.5 | 53514405861 | 10 | LB
154639 | Discharge Asm,1"Pvc/Sch 40/HH Step w/ARV | EA | 414 | 53514410995 | 4 | LB
154642 | Float Switch Asm/20'Cd/115V/HT/2057 | EA | 129 | 53514406318 | 1.4 | LB
154663 | Cord Term&Seal 230V/35'/16-3 SJOW-A/Na/1 | EA | 101.5 | 53514407292 | 3.62 | LB
154670 | Housing,Mtr-&Str 575V/3Ph/818-820/7008-7 | EA | 804.5 | 53514413040 | 30 | LB
154676 | Housing,Mtr-&Str 200-208V/3Ph/818-820/70 | EA | 804.5 | 53514413620 | 30 | LB
154677 | Housing,Mtr-&Str 230V/3Ph/818-820/7008- | EA | 823 | 53514413644 | 30 | LB
154679 | Housing,Mtr-&Str 460V/3Ph/818-820/7008- | EA | 820 | 53514413682 | 30 | LB
154685 | Cover & Cord 3Ph "818/819/820"/20' | EA | 479.5 | 53514413705 | 14.7 | LB
154698 | Rotor & Brg Asm/3PH/818-820/7008-7010/Up | EA | 244.5 | 53514413729 | 0 | LB
154717 | Cover & Cord 3Ph "7008/7009/7010"/20' | EA | 483.5 | 53514413743 | 14.7 | LB
154720 | Pipe,Pvc 1.25" X 14.5" Sch 80 | EA | 31.5 | 53514408176 | 0.7 | LB
154721 | Pipe,Pvc 1.25" X 32.5"/Sch 80 | EA | 56.5 | 53514408275 | 1.2 | LB
154724 | Pipe,Pvc 1.25" X 46"/Sch 80 | EA | 74.5 | 53514408299 | 1.3 | LB
154749 | Module, SP6R LSC/Rhombus PN 1016138 | EA | 4605 | 53514408657 | 0.1 | LB
154754 | Rivet,Open end BR-SS/.094x.250(.020-.12 | EA | 0.5 | 53514462895 | 0 | LB
154769 | Circuit Board,Control Rhombus P/N 101091 | EA | 668 | 53514410933 | 1 | LB
154770 | Circuit Board,Control/Rhombus P/N 101019 | EA | 278.5 | 53514411152 | 1 | LB
154772 | Guide,Pipe .75" X 48"/SS | EA | 175.5 | 53514437794 | 0 | LB
154787 | Relay For 10-2149 Control Panel/(RPF2AF7 | EA | 103.5 | 53514412289 | 0.5 | LB
154791 | Cover & Cord 230V/1Ph/12Ga/20A/20'/Gland | EA | 472.5 | 53514414757 | 14.3 | LB
154792 | Cord Term&Seal/230V/1Ph/20'/12Ga/20A/NA/ | EA | 312 | 53514414887 | 0 | LB
154793 | Cover,Cord & Flt Sw/WD/12Ga/20A/20'/Glan | EA | 660 | 53514414870 | 6 | LB
154794 | Cord Term&Seal 230V/1Ph/WD/12Ga/Gland | EA | 269.5 | 53514414900 | 4 | LB
154795 | Seal, O-Ring(-429) Buna-N | EA | 7.5 | 53514413774 | 0.03 | LB
154809 | Bracket,Vertical Reed/Compact/APak | EA | 6.5 | 53514448813 | 0.25 | LB
154837 | Impeller-Mach 13.250" Dia/DI/250Fr/ | EA | 898 | 53514417086 | 40 | LB
154838 | Impeller-Mach 13.125" Dia/DI/250Fr/ | EA | 898 | 53514417109 | 40 | LB
154839 | Impeller-Mach 13.000" Dia/DI/250Fr/ | EA | 898 | 53514417123 | 40 | LB
154840 | Impeller-Mach 12.875" Dia/DI/250Fr/ | EA | 898 | 53514417147 | 40 | LB
154841 | Impeller-Mach 12.750" Dia/DI/250Fr/ | EA | 898 | 53514417161 | 40 | LB
154842 | Impeller-Mach 12.625" Dia/DI/250Fr/ | EA | 898 | 53514417185 | 40 | LB
154843 | Impeller-Mach 12.500" Dia/DI/250Fr/ | EA | 898 | 53514417222 | 40 | LB
154844 | Impeller-Mach 12.375" Dia/DI/250Fr/ | EA | 898 | 53514417246 | 40 | LB
154845 | Impeller-Mach 12.250" Dia/DI/250Fr/ | EA | 898 | 53514417260 | 40 | LB
154846 | Impeller-Mach 12.125" Dia/DI/250Fr/ | EA | 898 | 53514417284 | 40 | LB
154847 | Impeller-Mach 12.000" Dia/DI/250Fr/ | EA | 898 | 53514417307 | 40 | LB
154848 | Impeller-Mach 11.875" Dia/DI/250Fr/ | EA | 898 | 53514417321 | 40 | LB
154849 | Impeller-Mach 11.750" Dia/DI/250Fr/ | EA | 898 | 53514417345 | 40 | LB
154850 | Impeller-Mach 11.625" Dia/DI/250Fr/ | EA | 898 | 53514417369 | 40 | LB
154851 | Impeller-Mach 11.500" Dia/DI/250Fr/ | EA | 898 | 53514417383 | 40 | LB
154852 | Impeller-Mach 11.375" Dia/DI/250Fr/ | EA | 898 | 53514417406 | 40 | LB
154853 | Impeller-Mach 11.250" Dia/DI/250Fr/ | EA | 898 | 53514417420 | 40 | LB
154854 | Impeller-Mach 11.125" Dia/DI/250Fr/ | EA | 898 | 53514417444 | 40 | LB
154855 | Impeller-Mach 11.000" Dia/DI/250Fr/ | EA | 898 | 53514417468 | 40 | LB
154856 | Impeller-Mach 10.875" Dia/DI/250Fr/ | EA | 898 | 53514417482 | 40 | LB
154857 | Impeller-Mach 10.750" Dia/DI/250Fr/ | EA | 898 | 53514417505 | 40 | LB
154858 | Impeller-Mach 10.625" Dia/DI/250Fr/ | EA | 898 | 53514417529 | 40 | LB
154859 | Impeller-Mach 10.500" Dia/DI/250Fr/ | EA | 898 | 53514417543 | 40 | LB
154860 | Impeller-Mach 10.375" Dia/DI/250Fr/ | EA | 898 | 53514417567 | 40 | LB
154861 | Impeller-Mach 10.75" Dia/DI/250Fr/ | EA | 794.5 | 53514416904 | 40 | LB
154862 | Impeller-Mach 10.625" Dia/DI/250Fr/ | EA | 794.5 | 53514416928 | 40 | LB
154863 | Impeller-Mach 10.500" Dia/DI/250Fr/ | EA | 794.5 | 53514416942 | 40 | LB
154864 | Impeller-Mach 10.375" Dia/DI/250Fr/ | EA | 794.5 | 53514416966 | 40 | LB
154865 | Impeller-Mach 10.250" Dia/DI/250Fr/ | EA | 794.5 | 53514416980 | 40 | LB
154866 | Impeller-Mach 10.125" Dia/DI/250Fr/ | EA | 794.5 | 53514417000 | 40 | LB
154867 | Impeller-Mach 10.000" Dia/DI/250Fr/ | EA | 794.5 | 53514417024 | 40 | LB
154868 | Impeller-Mach 9.875" Dia/DI/250Fr/3.1 | EA | 794.5 | 53514416881 | 40 | LB
154869 | Impeller-Mach 9.750" Dia/DI/250Fr/ | EA | 794.5 | 53514417048 | 40 | LB
154870 | Impeller-Mach 9.625" Dia/DI/250Fr/ | EA | 794.5 | 53514417062 | 40 | LB
154874 | Rotor & Brg Asm w/Sensor 200/230V/1Ph/2H | EA | 553.5 | 53514426637 | 0 | LB
154875 | Rotor & Brg Asm w/Sensor 200-575V/3Ph/2H | EA | 595.5 | 53514426651 | 0 | LB
154876 | Rotor & Brg Asm w/Sensor 115/200/230V/1 | EA | 465 | 53514426675 | 0 | LB
154877 | Rotor & Brg Asm w/Sensor 200-575V/3Ph/ | EA | 487.5 | 53514426682 | 0 | LB
154878 | Rotor & Brg Asm w/Sensor 200/230V/1Ph/ | EA | 525.5 | 53514426712 | 0 | LB
154879 | Rotor & Brg Asm w/Sensor 200-460V/3Ph/ | EA | 576 | 53514426729 | 0 | LB
154880 | Rotor & Brg Asm w/Sensor 575V/3Ph/X6284 | EA | 559 | 53514426736 | 0 | LB
154881 | Seal,Link 12" LS-475-C | EA | 100.5 | 53514414948 | 1 | LB
154888 | Cord Term&Seal HT/115V/20'/16-3 SJOW-A/A | EA | 130 | 53514415082 | 2.4 | LB
154914 | Module, Timer/HP80/Hiblow (ZF-450) | EA | 574.5 | 53514418526 | 10 | LB
154915 | Valve, Solenoid/HP80/Hiblow (ZF-450/ZF-8 | EA | 161 | 53514418540 | 10 | LB
154922 | Cord Term&Seal 230V/25'/16-3 SJOW-A/Na/1 | EA | 89.5 | 53514419721 | 0 | LB
154923 | Capacitor,Run-Asm "803/805/807" | EA | 56.5 | 53514422011 | 0 | LB
154924 | Switch,Mech Flt/SPB/115V/20'Cd/13Amp/NO/ | EA | 199 | 53514422110 | 1 | LB
154925 | Carton,High Temp "3161-3282" | EA | 71.5 | 53514421007 | 1.74 | LB
154926 | Carton,High Temp "3098" | EA | 66 | 53514421021 | 1.5 | LB
154935 | Carton,Asm "3161-3163" | EA | 185.5 | 53514465636 | 0 | LB
154936 | Rod,Float/Recirculating Float Valve/316 | EA | 31 | 53514420949 | 0 | LB
154989 | Handle, "803/805/807" | EA | 10.5 | 53514422783 | 0.115 | LB
154996 | Cover & Cordage 1Ph/12-5/Ex Pr/50'/Pin/ | EA | 1046 | 53514422714 | 21.4 | LB
154998 | Impeller-Mach SO 9.625" Dia/180Fr/3"Sol | EA | 542.5 | 53514422936 | 22 | LB
154999 | Impeller-Mach SO 9.625" Dia/Br/180Fr/ | EA | 660 | 53514422950 | 22 | LB
155010 | Contactor, Motor/For Rhombus Panel/10-41 | EA | 53 | 53514423940 | 1 | LB
155016 | Seal,Cord-Donut/.670"Od/.380"Id/.281"Thk | EA | 3 | 53514425425 | 0 | LB
155021 | Cover & Cord 3Ph/16-4 SOW/100' | EA | 607 | 53514424749 | 13 | LB
155022 | Cordage Term&Seal 50'/14-4 SO/3Ph/Na | EA | 376.5 | 53514425203 | 5 | LB
155026 | Cover & Cord 230V/1Ph/Na/"7010"/15 Amp | EA | 423 | 53514425753 | 14.1 | LB
155029 | Rotor & Brg Asm w/Sensor 200-575V/1&3Ph/ | EA | 573.5 | 53514426750 | 0 | LB
155030 | Cover & Cordage 1Ph/12-5/25'/Ex Pr/Handl | EA | 838 | 53514426767 | 0 | LB
155031 | Cover & Cordage 1Ph/14-5/25'/Ex Pr/Handl | EA | 871 | 53514426774 | 0 | LB
155032 | Cover & Cordage 1Ph/12-5/25'/Ex Pr/Pin/H | EA | 841 | 53514426781 | 0 | LB
155033 | Cover & Cordage 1Ph/14-5/25'/Ex Pr/Pin/H | EA | 872.5 | 53514426798 | 0 | LB
155046 | Bracket, Z-Rail Upper Guide Rail/316 S. | EA | 638.5 | 53514426460 | 2.75 | LB
155050 | Fitting,316 S.S. 3" Coupling NPT/Female | EA | 197.5 | 53514426545 | 0 | LB
155063 | Housing,Mtr-&Str 575V/3Ph/.5Hp/MS/3450 | EA | 726.5 | 53514426996 | 0 | LB
155071 | Caps,Plastic/Bolt | EA | 1 | 53514428730 | 0 | LB
155179 | Cover & Handle Asm/Nonauto"6267" | EA | 69 | 53514428846 | 4.6 | LB
155187 | Impeller-Mach 13.250" Dia/DI/250Fr/ | EA | 1003.5 | 53514431044 | 40 | LB
155188 | Impeller-Mach 13.125" Dia/DI/250Fr/ | EA | 1003.5 | 53514431037 | 40 | LB
155189 | Impeller-Mach 13.000" Dia/DI/250Fr/ | EA | 1003.5 | 53514431020 | 40 | LB
155190 | Impeller-Mach 12.875" Dia/DI/250Fr/ | EA | 1003.5 | 53514431013 | 40 | LB
155191 | Impeller-Mach 12.750" Dia/DI/250Fr/ | EA | 1003.5 | 53514430993 | 40 | LB
155192 | Impeller-Mach 12.625" Dia/DI/250Fr/ | EA | 1003.5 | 53514430986 | 40 | LB
155193 | Impeller-Mach 12.500" Dia/DI/250Fr/ | EA | 1003.5 | 53514430979 | 40 | LB
155194 | Impeller-Mach 12.375" Dia/DI/250Fr/ | EA | 1003.5 | 53514430962 | 40 | LB
155195 | Impeller-Mach 12.250" Dia/DI/250Fr/ | EA | 1003.5 | 53514430955 | 40 | LB
155196 | Impeller-Mach 12.125" Dia/DI/250Fr/ | EA | 1003.5 | 53514430948 | 40 | LB
155197 | Impeller-Mach 12.000" Dia/DI/250Fr/ | EA | 1003.5 | 53514430931 | 40 | LB
155198 | Impeller-Mach 11.875" Dia/DI/250Fr/ | EA | 1003.5 | 53514430924 | 40 | LB
155199 | Impeller-Mach 11.750" Dia/DI/250Fr/ | EA | 1003.5 | 53514430917 | 40 | LB
155200 | Impeller-Mach 11.625" Dia/DI/250Fr/ | EA | 1003.5 | 53514430900 | 40 | LB
155201 | Impeller-Mach 11.500" Dia/DI/250Fr/ | EA | 1003.5 | 53514430894 | 40 | LB
155202 | Impeller-Mach 11.375" Dia/DI/250Fr/ | EA | 1003.5 | 53514430887 | 40 | LB
155203 | Impeller-Mach 11.250" Dia/DI/250Fr/ | EA | 1003.5 | 53514430870 | 40 | LB
155204 | Impeller-Mach 11.125" Dia/DI/250Fr/ | EA | 1003.5 | 53514430863 | 40 | LB
155205 | Impeller-Mach 11.000" Dia/DI/250Fr/ | EA | 1003.5 | 53514430849 | 40 | LB
155206 | Impeller-Mach 10.875" Dia/DI/250Fr/ | EA | 1003.5 | 53514430825 | 40 | LB
155207 | Impeller-Mach 10.75" Dia/DI/250Fr/ | EA | 1003.5 | 53514430696 | 40 | LB
155208 | Impeller-Mach 10.625" Dia/DI/250Fr/ | EA | 902 | 53514430702 | 40 | LB
155209 | Impeller-Mach 10.500" Dia/DI/250Fr/ | EA | 902 | 53514430719 | 40 | LB
155210 | Impeller-Mach 10.375" Dia/DI/250Fr/ | EA | 902 | 53514430726 | 40 | LB
155211 | Impeller-Mach 10.250" Dia/DI/250Fr/ | EA | 902 | 53514430733 | 40 | LB
155212 | Impeller-Mach 10.125" Dia/DI/250Fr/ | EA | 902 | 53514430740 | 40 | LB
155213 | Impeller-Mach 10.000" Dia/DI/250Fr/ | EA | 902 | 53514430757 | 40 | LB
155214 | Impeller-Mach 9.875" Dia/DI/250Fr/ | EA | 902 | 53514430764 | 40 | LB
155215 | Impeller-Mach 9.750" Dia/DI/250Fr/ | EA | 902 | 53514430771 | 40 | LB
155216 | Impeller-Mach 9.625" Dia/DI/250Fr/ | EA | 902 | 53514430788 | 40 | LB
155219 | Key,.375 X .375 X 1.860 SS | EA | 43.5 | 53514431327 | 0 | LB
155226 | Rebuild Kit "6267"(11/17-06/20) | EA | 133.5 | 53514495268 | 0 | LB
155234 | PPL,Angle Iron Bracket Asm | EA | 47 | 53514479114 | 2 | LB
155240 | Seal Asm,Shaft/.5"(John Crane Type 6A)/ | EA | 40 | 53514429782 | 0 | LB
155241 | Cover & Handle "6155" | EA | 48.5 | 53514429799 | 0 | LB
155242 | Rebuild Kit 115V/"6155"/(11/17 Thru Curr | EA | 289 | 53514429805 | 0 | LB
155244 | Rebuild Kit 230V/"6155"/(11/17 Thru Curr | EA | 295.5 | 53514429812 | 0 | LB
155255 | Cover & Cordage 1Ph/12-5/Ex Pr/35'/Pin/ | EA | 920 | 53514429072 | 21.4 | LB
155261 | Clamp, Slide Asm/4" E-L Rail System/Yeom | EA | 1642 | 53514429393 | 0 | LB
155280 | Impeller-Mach "7013"/Trimmed 4.00"/Br | EA | 608 | 53514432508 | 0 | LB
155281 | Impeller-Mach "7013"/Trimmed 4.00"/DI | EA | 278 | 53514432515 | 0 | LB
155282 | Impeller-Mach "7013"/Trimmed 4.25"/Br | EA | 608 | 53514432539 | 0 | LB
155283 | Impeller-Mach "7013"/Trimmed 4.25"/DI | EA | 278 | 53514432546 | 0 | LB
155284 | Impeller-Mach "7013"/Trimmed 4.75"/Br | EA | 585 | 53514432553 | 0 | LB
155285 | Impeller-Mach "7013"/Trimmed 4.75"/DI | EA | 254.5 | 53514432560 | 0 | LB
155286 | Impeller-Mach "7013"/Trimmed 5.25"/Br | EA | 569.5 | 53514432577 | 0 | LB
155287 | Impeller-Mach "7013"/Trimmed 5.25"/DI | EA | 239 | 53514432584 | 0 | LB
155288 | Impeller-Mach "7013"/Trimmed 5.75"/Br | EA | 554 | 53514432591 | 0 | LB
155289 | Impeller-Mach "7013"/Trimmed 5.75"/DI | EA | 223.5 | 53514432607 | 0 | LB
155319 | Screw,Stator 8-32 X 4.281 Lg | EA | 3.5 | 53514504755 | 0 | LB
155324 | Stator,230V/1Ph/Reynosa "130/260 Series" | EA | 256 | 53514465988 | 0 | LB
155362 | Cover-Mach & Hdl Asm/16-18Ga/CE/NA | EA | 184 | 53514433475 | 0 | LB
155368 | Controller,DC Asm/508 Aquanot Fit/Servic | EA | 784.5 | 53514442552 | 3 | LB
155398 | Housing,Pump-MachScr in Str/ "140" | EA | 199 | 53514504762 | 13.2 | LB
155429 | Cordage Term&Seal/20'/12-4 SOOW/NA/Power | EA | 240.5 | 53514477097 | 0 | LB
155430 | Cordage Term&Seal/20'/14-4 SOOW/NA/Power | EA | 245 | 53514437374 | 0 | LB
155485 | Plug,Test-Brass 1/8-27 NPT/(Loctite DriS | EA | 6 | 53514435752 | 0 | LB
155486 | Cover & Handle "2057/2098" | EA | 38.5 | 53514435776 | 0 | LB
155503 | Carton Asm "140/150" | EA | 18.5 | 53514485191 | 0 | LB
155508 | Fitting,Elbow-Water Powered Pump/1.25"/4 | EA | 12.5 | 53514463281 | 0 | LB
155546 | WM202 115V/1Ph/cCSAus/Service Part | EA | 1113 | 53514437626 | 0 | LB
155548 | Switch "282" EMB | EA | 24.5 | 53514488048 | 0 | LB
155550 | Switch "72/76/211" EMB | EA | 24.5 | 53514476885 | 0 | LB
155581 | Float Switch Hardware Asm "202" | EA | 41 | 53514479268 | 0 | LB
155599 | Cordage Term&Seal/230V/1Ph/12Ga/1Ph/Na/ | EA | 530.5 | 53514437435 | 0 | LB
155648 | Cord Term&Seal 115V/25'/16-3 SJOW/Auto | EA | 85.5 | 53514439514 | 0 | LB
155652 | Pump,DC-12V "508"/9'Cd/W-Connector/Servi | EA | 393.5 | 53514442569 | 7.25 | LB
155653 | Switch,Asm Vertical Reed/Compact/W-Conne | EA | 55.5 | 53514442576 | 0 | LB
155654 | Switch,Asm Mech-Vert Master/W-Connector/ | EA | 132.5 | 53514442583 | 0 | LB
155656 | Receptacle, Quick Change/Female 3-Pi | EA | 202.5 | 53514463359 | 0 | LB
155691 | Cover-Mach/OEM/Non-Auto "1130/1260" | EA | 43.5 | 53514447281 | 4.5 | LB
155694 | Cover & Cordage/230V/1P/14Ga/15A/100'/Gl | EA | 679 | 53514480257 | 18 | LB
155705 | Cover & Handle Asm-Nonauto/25'Cd/115V/" | EA | 284 | 53514440398 | 6 | LB
155715 | Fitting,PVC-1"/90D Street Elbow/FPTxMPT/ | EA | 9 | 53514477653 | 0 | LB
155716 | Fitting,PVC-1.5"/Adapter/MPTxSlip/Black | EA | 9.5 | 53514463298 | 0 | LB
155721 | Bracket,Float Valve/Metal "Md 540" | EA | 9 | 53514463311 | 0 | LB
155723 | Seal,Shaft-Asm .75"/Type 6A/Sc-C/Buna-N | EA | 249 | 53514452704 | 0 | LB
155741 | Housing,Pump-Mach/Scr in Str/DS "4140" | EA | 276.5 | 53514504779 | 0 | LB
155766 | Carton,"1264" | EA | 12 | 53514490454 | 1.585 | LB
155781 | Case & Gasket/Automatic "130/260 Series" | EA | 56.5 | 53514454906 | 2 | LB
155782 | Capacitor & Screw/20uF/250V "130/260 Ser | EA | 29 | 53514451691 | 0 | LB
155783 | Wire Pkg/2 wires "130/260 Series" Scr in | EA | 8.5 | 53514454913 | 0.5 | LB
155784 | Seal,Cord-Asm "130/260 Series" Scr In St | EA | 7 | 53514454920 | 0.5 | LB
155785 | Cord Term&Seal 115V/15'/18-3 SJOW/NA "13 | EA | 45 | 53514459451 | 0 | LB
155786 | Housing,Mtr-& Term Asm "130/260 Series" | EA | 83 | 53514454937 | 5 | LB
155787 | Stator W-Screws 115V/1Ph "130/260 Series | EA | 140 | 53514454944 | 5 | LB
155788 | Rotor Asm 115/230V "130/260 Series" Scr | EA | 49.5 | 53514454951 | 5 | LB
155789 | Rebuild Kit "130/260 Series" Scr in str | EA | 160 | 53514444709 | 5 | LB
155791 | Rebuild Kit "6267" (See notes) | EA | 119.5 | 53514444716 | 0 | LB
155799 | Fitting,PVC/Reducer bushing/1"MPTx.75 FP | EA | 7.5 | 53514463304 | 0 | LB
155810 | 508 Propak Discharge/(Valve Loose) (Serv | EA | 62 | 53514444860 | 3 | LB
155862 | Case&Switch-Asm "1052" | EA | 121.5 | 53514475598 | 0 | LB
155873 | Cover & Cords/64HD/25'/2 Ga Cd/18 Ga Se | EA | 9512 | 53514448585 | 25 | LB
155876 | Float,Polypropylene Molded/Solid "160-29 | EA | 10.5 | 53514455675 | 0 | LB
155894 | Hardware Pak, "508" Aquanot Fit DC Syste | EA | 101 | 53514449520 | 0 | LB
155904 | Fitting,Pvc .75" Plug/Sch 40 | EA | 5.5 | 53514483968 | 0 | LB
155905 | Plug,Pipe 1-1/4" NPT/304SS | EA | 33 | 53514484156 | 0.21 | LB
155916 | Hardware Pak, "508" ProPak Systems "Aqua | EA | 15.5 | 53514449940 | 0 | LB
155917 | Disc,Cutter-S.S./140 Grinder/Round Holes | EA | 765.5 | 53514475130 | 4.3 | LB
155921 | Hardware Pak, "508" Aquanot Spin DC Syst | EA | 51.5 | 53514451493 | 0 | LB
155942 | Cover, S-15.75" Dia/SS/.25"Thk/1 Cd Hole | EA | 492.5 | 53514468378 | 25 | LB
155961 | Stator W-Screws 230V/1Ph "130/260 Series | EA | 257.5 | 53514455484 | 0 | LB
155964 | Diaphragm,Blower Alita/AL-250E/DRK 250/K | EA | 515.5 | 53514450885 | 0 | LB
155978 | Controller,DC Asm/508 Aquanot Spin/Servi | EA | 469 | 53514451516 | 0 | LB
155993 | Cover & Cord asm/White/8'Lg/"Y" Splice | EA | 269 | 53514454876 | 1 | LB
156059 | Kit,Diaphragm Valve/Model 540 | EA | 124 | 53514452872 | 0 | LB
156077 | Kit,Float/Model 540 | EA | 166.5 | 53514452889 | 0 | LB
156078 | Kit,Lag Bolts & Washers/Model 540 | EA | 36.5 | 53514452896 | 0 | LB
156131 | Hardware Pak "540" | EA | 12 | 53514454463 | 0.02 | LB
156147 | Cord Term&Seal 115V/ 25'/18-3 SJOW/15A L | EA | 58 | 53514454807 | 2 | LB
156148 | Carbon,Replacement carbon for 3" and 4" | EA | 54.5 | 53514455040 | 0 | LB
156149 | Cover & Cordage 3Ph/14Ga/50'/Gland | EA | 578 | 53514454630 | 21 | LB
156158 | Cover & Cordage 3Ph/14Ga/Lifting Bracket | EA | 417.5 | 53514455071 | 15.8 | LB
156159 | Cord Term&Seal 3Ph/25'/14Ga/Na/Gland | EA | 225 | 53514455064 | 3.6 | LB
156173 | Base-Plastic, "98" | EA | 10 | 53514473518 | 0.464 | LB
156176 | Bracket, Upper Guide-Mach/3/8-16 Threade | EA | 68.5 | 53514457969 | 3.25 | LB
156193 | Nipple,Pipe 1.25" NPT X 1.625-12Un X 10. | EA | 150.5 | 53514476861 | 0 | LB
156212 | Kit,Gasket & Screw/Rectangular EQD/PCG | EA | 77.5 | 53514457525 | 2 | LB
156272 | Seal,Cord Blank for S-18" Dia PSF Cover | EA | 5.5 | 53514494551 | 0 | LB
156275 | Cord Term&Seal 200-208V/15'/16-3 SJOW/Na | EA | 81 | 53514460686 | 5 | LB
156324 | Cord Term&Seal 200-208V/25'/16-3 SJOW-A/ | EA | 89.5 | 53514462291 | 5 | LB
156343 | Tubing,Polyurethane-Cut 15 FT | EA | 14 | 53514474843 | 0 | LB
156347 | Rebuild Kit "130/260" W/O Oil (See Notes | EA | 111 | 53514463472 | 4 | LB
156350 | Gasket,Seal Cap/4" Buna/(For 6030-0203) | EA | 60 | 53514463533 | 0.1 | LB
156358 | Fitting,Elbow Adapter-Water Powered Pump | EA | 6 | 53514471507 | 0.2 | LB
156362 | Rebuild Kit 115V/"372" | EA | 192 | 53514464752 | 0 | LB
156363 | Rebuild Kit 230V/"372" | EA | 263.5 | 53514464769 | 0 | LB
156364 | Rebuild Kit 115V/"373" | EA | 188.5 | 53514464776 | 0 | LB
156365 | Rebuild Kit 230V/"373" | EA | 260.5 | 53514464783 | 0 | LB
156369 | Transformer,200/230/460V/To 120V/250Va/ | EA | 686.5 | 53514464172 | 0.05 | LB
156370 | Fuse,2Amp Class CC For P/N 156369 Transf | EA | 93 | 53514464189 | 0.02 | LB
156371 | Board,Plc-Circuit/Rhombus Control Panel | EA | 1304.5 | 53514464196 | 0.5 | LB
156385 | Rebuild Kit 220V/"152" | EA | 135.5 | 53514464738 | 0 | LB
156387 | Rebuild Kit 220V/"373" | EA | 147 | 53514464790 | 0 | LB
156389 | Rebuild Kit 220V/"372" | EA | 327 | 53514464806 | 0 | LB
156416 | Cover & Cord 50'Cd/200/230V/1Ph/"7012/70 | EA | 832.5 | 53514473594 | 15.7 | LB
156426 | Pipe,Pvc 2" X 15.125" Sch 80 | EA | 11.5 | 53514501082 | 0 | LB
156428 | Relay,Intrinsically Safe/102-132VAC/10-1 | EA | 1347.5 | 53514472856 | 0 | LB
156429 | Carton,Drain Basin Pump/Korean/50 Series | EA | 14 | 53514497422 | 0 | LB
156442 | Cord Term&Seal 230V/25'/16-3 SJOW/Auto&N | EA | 95.5 | 53514473501 | 2 | LB
156451 | Cord Term&Seal 100'/RWD PC Grinder | EA | 954 | 53514473945 | 12 | LB
156475 | Rebuild Kit,Wet End/PC Grinder "7020"/( | EA | 882 | 53514474416 | 0 | LB
156476 | Rebuild Kit,Wet End/PC Grinder "7021"/( | EA | 885 | 53514474423 | 0 | LB
156477 | Kit,Capacitor Replacement/PC Grinder "E7 | EA | 59.5 | 53514474430 | 0 | LB
156478 | Kit,Capacitor Replacement/PC Grinder "RE | EA | 123 | 53514474447 | 0 | LB
156479 | Kit,Capacitor Replacement/PC Grinder "RW | EA | 420.5 | 53514474454 | 0 | LB
156480 | Kit,Capacitor Replacement/PC Grinder "E, | EA | 64 | 53514474478 | 0 | LB
156481 | Kit,Capacitor Replacement/PC Grinder "RE | EA | 127 | 53514474485 | 0 | LB
156482 | Kit,Capacitor Replacement/PC Grinder "RW | EA | 425.5 | 53514474492 | 0 | LB
156502 | Cordage Term&Seal/14Ga/1Ph/Na/100'/Gland | EA | 464 | 53514474713 | 0 | LB
156508 | Chamber,Block and Filter/Duo80 Blower | EA | 332.5 | 53514483753 | 0 | LB
156520 | Cord Term&Seal 115V/35'/16-3 SJOW/Auto | EA | 131.5 | 53514475666 | 0 | LB
156524 | Ring,Set 2" Battery Disc Kleen/140 Mesh- | EA | 538.5 | 53514476113 | 0 | LB
156525 | Solenoid,Coil/2" Series 350 Backflush Va | EA | 245 | 53514476120 | 0 | LB
156528 | Warranty,2 Year .5Hp Thru 1.5Hp Eff Turb | EA | 299.5 | 53514476267 | 0.001 | LB
156529 | Warranty,2 Year 2Hp Thru 3Hp Eff Turb | EA | 598.5 | 53514476281 | 0.001 | LB
156590 | Rebuild Kit,Dbl Sl/1&3Ph/W & W-O Ms/4160 | EA | 239 | 53514477639 | 8 | LB
156604 | Impeller-Mach DI 8.375"/180 Fr Grinder/N | EA | 820.5 | 53514501877 | 0 | LB
156639 | Seal,Pipe-6" SDR 35 (For 7"Hole) | EA | 146 | 53514479220 | 1 | LB
156695 | Impeller-Mach DI/10.000" Dia/250Fr/Vtx | EA | 1717 | 53514501884 | 0 | LB
156735 | Cord Term & Seal 35'/115V/Non-Auto/ "130 | EA | 126 | 53514465070 | 0 | LB
156775 | Rebuild Kit "140/145/270" Scr in Str Des | EA | 119.5 | 53514470906 | 6 | LB
156776 | Rebuild Kit "4140/4145/4270" Scr in Str | EA | 161.5 | 53514470890 | 6 | LB
156777 | Rotor & Brg Asm/115/230V/1Ph/"140/270" Z | EA | 98.5 | 53514497538 | 0 | LB
156778 | Seal,Cord-Asm "140/270 Series" Scr in St | EA | 10 | 53514474553 | 0 | LB
156790 | Pump,King 12VDC "507"/9'Cd/W-Connector/G | EA | 188.5 | 53514498122 | 3 | LB
156797 | Tool,Pin Removal & Installation/PCG | EA | 2666.5 | 53514466978 | 0.5 | LB
156807 | Capacitor,Asm-30Uf 250V/Scr in Str/"140/ | EA | 28 | 53514471576 | 0 | LB
156808 | Stator W-Screws 115V/1Ph "140/270 Series | EA | 284.5 | 53514497521 | 0 | LB
156810 | Hardware Pak,Basement Sentry DC Systems | EA | 112.5 | 53514467081 | 0 | LB
156811 | Housing,Mtr Asm "140/270" | EA | 87.5 | 53514497545 | 0 | LB
156812 | Stator W-Screws 230V/1Ph "140/270 Series | EA | 299.5 | 53514497552 | 0 | LB
156813 | Adapter Asm/Scr in Str "4140/4270" | EA | 137 | 53514497569 | 0 | LB
156814 | Rotor & Brg Asm/115/230V/1Ph/Scr in Str | EA | 110.5 | 53514497576 | 0 | LB
156878 | Tool,Pin Pusher/PCG | EA | 2663.5 | 53514497187 | 0.01 | LB
156890 | Cover & Cord 35'Cd/200/230/460V/3Ph/Grin | EA | 675 | 53514466947 | 19.9 | LB
156893 | Seal,Cord W/Sensors-Polyflex Pvc 140 Fra | EA | 14 | 53514467074 | 0.1 | LB
156925 | Cord Term & Seal 115V/6'/16-3 SJOW Or SJ | EA | 35 | 53514467746 | 1 | LB
156930 | Housing,Pump-Mach/Horz Disch/ "818-820/7 | EA | 247 | 53514498863 | 9.9 | LB
156952 | Capacitor & Screw/20uF/300V "130/260" Sc | EA | 18.5 | 53514480301 | 0 | LB
156955 | Rotor Asm 115/200-208/230V/Scr In Str/ZM | EA | 42.5 | 53514474577 | 0 | LB
156996 | Base-Mach/Non Core Inlet/ "140" | EA | 48 | 53514489700 | 0 | LB
157030 | Cap,Asm - Observation/PSF Cover/Insp. | EA | 19 | 53514491208 | 0 | LB
157086 | Cover,Crawl Space/Injection Molded | EA | 20.5 | 53514482794 | 0.916 | LB
157087 | Basin,Crawl Space/Injection Molded | EA | 46.5 | 53514482787 | 3.2 | LB
157091 | Bulb,Light For Seal Fail Beacon/Rhombus | EA | 20 | 53514469818 | 0.02 | LB
157098 | Seal,Rubber/PSF Cover | EA | 38.5 | 53514498184 | 0 | LB
157138 | Cord Term&Seal 230V/75'/16-3 SOW/15A Plu | EA | 343 | 53514470418 | 6 | LB
157163 | Label, 540 Flex "Adaptable" 2.5"W x 1.75 | EA | 0.5 | 53514483951 | 0 | LB
157168 | Switch,Slide Assembly For Diaphram/HiBlo | EA | 149 | 53514471989 | 0.01 | LB
157175 | Cover & Cords/64HD/50'/2 Ga Cd/18 Ga Se | EA | 11602.5 | 53514472016 | 25 | LB
157197 | Seal,Cord 2 - Hole W/cut for S-18" Dia P | EA | 5.5 | 53514494520 | 0 | LB
157231 | Cover & Cord 115V/1Ph/25’/ “282/4282” | EA | 311.5 | 53514479862 | 11.9 | LB
157338 | Kit,Switch Flts-Term&Seal Replacement/Y- | EA | 310.5 | 53514481605 | 0 | LB
157339 | Kit,Cord-Term&Seal Replacement/PC Grinde | EA | 149 | 53514481612 | 0 | LB
157340 | Kit,Cord-Term&Seal Replacement/PC Grinde | EA | 97.5 | 53514481629 | 0 | LB
157341 | Kit,Cord-Term&Seal Replacement/PC Grinde | EA | 311.5 | 53514481636 | 0 | LB
157384 | Kit,Plumbing Replacement/LPS System | EA | 1688 | 53514483371 | 0 | LB
157387 | Controller,DC Asm/507 Aquanot Key/Servic | EA | 470 | 53514484200 | 0 | LB
157388 | Aquanot Key/Power Supply/15Vdc/1.6A/cULu | EA | 33.5 | 53514497095 | 10 | LB
157424 | Nipple,Pipe 3" X 6"/S.S. | EA | 251 | 53514492045 | 0.5 | LB
157449 | Relay,Starter/245-275V/35A/60Hz/Quick Co | EA | 130 | 53514485894 | 0 | LB
157455 | Plate,Insp-7"/Blank Steel (Topps PN IN00 | EA | 185 | 53514486204 | 0 | LB
157468 | Cover & Cord 200-208V/1Ph/12Ga/20A/35'/ | EA | 514 | 53514486693 | 15 | LB
157470 | Cord Term&Seal 230V/50'/16-3 SJOW/Na/1P | EA | 270.5 | 53514487157 | 3.5 | LB
157478 | Cord Term&Seal 200V/1Ph/35'/12Ga/Na/Glan | EA | 295.5 | 53514487409 | 5.4 | LB
157479 | Cover & Cord 200V/1Ph/12Ga/35'/Gland/(40 | EA | 507.5 | 53514487416 | 16.2 | LB
157480 | Cover & Cordage 3Ph/50’/16-4/Brass Gland | EA | 514 | 53514487423 | 14.8 | LB
157487 | Hose,Disch/1.25"Fitting X 105"Flex Rubbe | EA | 335 | 53514494698 | 13 | LB
157499 | Cover & Cordage 3Ph/14Ga/100'/Gland | EA | 881.5 | 53514487973 | 23 | LB
157510 | Circuit Board,Control/Rhombus P/N 101061 | EA | 556.5 | 53514488680 | 1 | LB
157577 | Hardware Pak/OEM/Sw & Brkt/(PF/QJ)/Poly/ | EA | 65.5 | 53514490171 | 0.5 | LB
157580 | Cover & Cordage 3Ph/100'Cd/14-8/Ex Pr/Pi | EA | 1642 | 53514490256 | 22.5 | LB
157582 | Cord Term&Seal 230V/12'/14-3 SOW-Yellow/ | EA | 468 | 53514490478 | 2.5 | LB
157598 | Case Switch & Cord/50'Cd/1Ph/12-5/Auto | EA | 1137.5 | 53514491352 | 26 | LB
157600 | Cover & Cordage/230V/1P/14Ga/15A/75'/Gla | EA | 584.5 | 53514491703 | 18 | LB
157613 | Breaker,Circuit QC 25 AMP/2P 1" Width | EA | 135 | 53514500368 | 0 | LB
157686 | Cover & Cordage/230V/1Ph/14Ga/15A/NA/50' | EA | 489.5 | 53514493387 | 15 | LB
157709 | Case Switch & 50'Cord/1Ph/14-5/Auto/282/ | EA | 1161 | 53514494117 | 26 | LB
157738 | Cover & Cordage 200V/1Ph/35' | EA | 405 | 53514495022 | 13 | LB
157742 | Bracket,Pipe Support & Hdwe/SS/803-807 | EA | 22 | 53514496371 | 0 | LB
157777 | Cord Term&Seal 230V/15'/16-3 SJOW/Auto&N | EA | 87 | 53514495152 | 1.7 | LB
157839 | Fuse,0.5A Class CC/SJE 1059024 | EA | 80.5 | 53514496609 | 0 | LB
157896 | Sealer,Loctite-222-0.5mL Tube/Pink | EA | 16 | 53514503734 | 0 | LB
157897 | Sealer,Loctite-262-0.5mL Tube/Red | EA | 19.5 | 53514503741 | 0 | LB
157927 | Switch,Asm Mech-Vert Master/W-Connector/ | EA | 114 | 53514501013 | 0 | LB
157929 | Cord Term&Seal 50'/RWY/PC Grinder/Rd EQD | EA | 878 | 53514500948 | 5 | LB
157940 | Relay,Smart Switch/EHSM Basic w-Door Kit | EA | 1270.5 | 53514501846 | 0.2 | LB
157959 | Rotor Asm 115V/230V/1Ph "803/805/807" | EA | 113 | 53514503284 | 0 | LB
157960 | Rotor & Stator Asm 115V/1PH "803/805/807 | EA | 585.5 | 53514503291 | 0 | LB
158022 | Case Switch & Cord 50'Cd//1Ph/14-5/Auto/ | EA | 1174.5 | 53514504236 | 26 | LB
158027 | Circuit Board,Control/Rhombus P/N 105497 | EA | 584 | 53514504731 | 1 | LB
177001 | Shim Set For 147-4 & 149-4 | EA | 42 | 53514016166 | 0.1 | LB
217012 | Housing,Pump-Mach | EA | 195.5 | 53514016517 | 17.8 | LB
217016 | Flange-Mach 2"NPT | EA | 40.5 | 53514016531 | 4.3 | LB
217018 | Gasket,FLG | EA | 6 | 53514016548 | 0.01 | LB
217043 | Cord Term&Seal 230V/10'/16-3 SOW-A | EA | 57 | 53514016630 | 1.1 | LB
217044 | Cord&Term 115V/20'/14-3 SOW-A/"217/227/2 | EA | 134.5 | 53514016647 | 3.7 | LB
217045 | Cord&Term 230V/20'/14-3 SOW-A/"217" | EA | 124 | 53514016654 | 3.7 | LB
217049 | Cord Term&Seal 115V/10'/16-3 SJOW-A | EA | 39.5 | 53514016678 | 1.1 | LB
217060 | Bearing,Thrust-Asm/2" Thk Races | EA | 14 | 53514016692 | 1 | LB
217069 | Handle, "160/180/280/290" | EA | 3 | 53514016739 | 0.115 | LB
217075 | Rod Asm,Flt | EA | 35 | 53514016777 | 0.1 | LB
217080 | Float | EA | 7 | 53514016814 | 0.5 | LB
217088 | Relay Asm 115V | EA | 80 | 53514016869 | 0.2 | LB
217094 | Dielectric Paper | EA | 4.5 | 53514016913 | 0.01 | LB
217125 | Cordage Term&Seal/10'/16-4 SOW-A/3Ph/Pow | EA | 74.5 | 53514017019 | 1.3 | LB
217210 | Bolt,Thru G1 "277/297" | EA | 1 | 53514017064 | 0 | LB
217211 | Bolt,Thru G5 "277/297" | EA | 1 | 53514017071 | 0 | LB
227011 | Impeller "227,287" | EA | 35 | 53514017095 | 3 | LB
227052 | Cord Term&Seal 115V/10'/16-3 SOW-A | EA | 49 | 53514017118 | 1.8 | LB
227102 | Stator 115V/1Ph/3/4Hp G5 | EA | 312.5 | 53514017163 | 0 | LB
267006 | Seal,Mtr Hsg | EA | 4 | 53514017927 | 0.01 | LB
267007 | Gasket,Case/Cover "130/260" | EA | 3 | 53514017934 | 0.01 | LB
267008 | Guard, "130/260" | EA | 7.5 | 53514017941 | 0.405 | LB
267014 | Wire Pkg (2)Wires | EA | 6 | 53514017958 | 0.01 | LB
267027 | Seal Asm,Shaft-Blister Pak | EA | 18.5 | 53514018009 | 0.02 | LB
267028 | Seal,Shaft Carbon/StationaryJohn Crane | EA | 5 | 53514170868 | 0.01 | LB
267032 | Handle, "130/260" | EA | 3.5 | 53514018016 | 0.15 | LB
267033 | Cord Term&Seal 115V/10'/16-3 SJOW-A | EA | 39.5 | 53514018023 | 1.1 | LB
267034 | Cord Term&Seal 230V/10'/16-3 SOW-A/Auto/ | EA | 57 | 53514018030 | 1.1 | LB
267051 | Cover & Handle Asm/Nonauto | EA | 66.5 | 53514018047 | 5 | LB
267052 | Cover & Gasket/Na | EA | 53 | 53514018054 | 4.4 | LB
267053 | Retainer,Hdl-Na "130/140/260/270" | EA | 5.5 | 53514018061 | 0.05 | LB
267056 | Oil,Dielectric (25 Oz) | EA | 41.5 | 53514018078 | 1.53 | LB
267058 | Wire Pkg(3)Wires | EA | 10.5 | 53514018085 | 0.01 | LB
267060 | Carton Asm "260" | EA | 14.5 | 53514018108 | 2 | LB
267061 | Carton,"260" | EA | 9 | 53514136659 | 1.743 | LB
267062 | Pad,Top D Cut "130/260/270" | EA | 2 | 53514496128 | 0.194 | LB
267063 | Pack,Build Up Top Pad "266/267/270" | EA | 2 | 53514496135 | 0.162 | LB
Effective: June 12th, 2023
Supersedes: January 15th, 2023

## ZPC Data - EZ Upload
Even though this workbook is password protected to ensure any errors are the repsosnibility of Zoeller, please feel free to COPY/PASTE the information below to a NEW workbook so that you can manipulate the information as you see fit or have the need to upload to your ERP/CRM platform for costing. If you have any questions, please do not hesitate to let either Zoeller know directly or feel free to reach out to your local factory representative.
Item Number | Description | UM | Price | UPC Code | Weight
------------------------------ | -------------------------------------------------------------------------------- | --- | -------------------- | ------------ | --------------------
1003 | Adapter-Mach 163/165/293 | EA | 127 | 53514000011 | 13
1005 | Housing,Pump-Mach "290 Series" | EA | 193.5 | 53514000028 | 15.5
1009 | Stator 230V/1Ph/1Hp. | EA | 491 | 53514048372 | 12.5
1011 | Gasket,Case/Cover | EA | 8.5 | 53514000035 | 0.01
1012 | Bearing,Sleeve-Bronze/Md 160/180/280/290 | EA | 2 | 53514000042 | 0.022
1013 | Bearing,Radial 6303 W-Snap Ring | EA | 15 | 53514000059 | 0.5
1014 | Seal,Mtr Hsg | EA | 1 | 53514000066 | 0.01
1015 | Seal,Shaft-Asm | EA | 16 | 53514058081 | 0.2
1016 | Seal,Shaft Carbon/Stationary | EA | 8.5 | 53514296445 | 0.051
1017 | Seal,Shaft Ceramic/Rotary | EA | 7 | 53514296469 | 0.011
1023 | Guard, "160/180/280/290" | EA | 8 | 53514000073 | 0.425
1036 | Impeller Br "293" | EA | 83 | 53514000080 | 1.8
1040 | Flange Pkg 2"NPT | EA | 56 | 53514444655 | 2.8
1043 | Rod Asm,Flt/14"Lg | EA | 33 | 53514000103 | 0.08
1068 | Cord Term&Seal 230V/25'/16-3 SOW-A | EA | 155.5 | 53514000165 | 2.1
1070 | Wire Pkg (6 Wire) | EA | 17.5 | 53514000172 | 0.1
1072 | Guide Asm,Flt Rod | EA | 4 | 53514000189 | 0.1
1076 | Rebuild Kit "293" | EA | 197 | 53514000202 | 6
1077 | Cover-Mach Std Cd Or 3Ph "293" | EA | 141.5 | 53514000219 | 10.5
1509 | Base-Mach "137" | EA | 72.5 | 53514064914 | 47
1519 | Cover-Mach/Brass "139" | EA | 507 | 53514000264 | 5.2
1526 | Rod,Float-Molded/"137/267" | EA | 3 | 53514000271 | 0.0154
1536 | Relay Asm 200V G1 | EA | 14.5 | 53514000288 | 0.3
1633 | Stator 230V/1Ph/.5Hp GE | EA | 299.5 | 53514000301 | 5.5
1726 | Cordage,14-3 SOW Or SOOW/CSA/UL | EA | 4 | 53514062156 | 0.171
1734 | Cordage,14-4 SOW Or SOOW/CSA/UL | EA | 6.5 | 53514165727 | 0.205
1766 | Clamp,Worm Drive Hose/SAE 36/SS w/Zinc S | EA | 3 | 53514000363 | 0.06
1770 | Clamp,Strain Relief-Red | EA | 1 | 53514000387 | 0.001
1776 | Connector,Wirenut/Gray 2 #22 - 2 #16 | EA | 1 | 53514000400 | 0.01
1797 | Insulation-Insulator Flag Term | EA | 1 | 53514086022 | 0.001
1809 | Nut,.375-16 H-SST | EA | 0.5 | 53514034160 | 0.012
1810 | Nut,#6-32 H-Stl Zi Pl | EA | 0.5 | 53514000417 | 0.01
1812 | Nut,.25-20 H -SST | EA | 0.5 | 53514000424 | 0.01
1813 | Nut,.313-18 H -SST | EA | 0.5 | 53514087807 | 0.01
1819 | Nut,.5-13 H -SS | EA | 1.5 | 53514000455 | 0.012
1822 | Nut,#10-24 H-St Zi | EA | 0.5 | 53514086961 | 0.01
1838 | Pin,18-8 SST Cotter-.125"X1.25" | EA | 1 | 53514303556 | 0.01
1851 | Ring,Snap-#5100-50/Carbon Steel | EA | 1 | 53514000462 | 0.01
1852 | Ring,Snap-#500-112 34 Pump Hsg | EA | 1 | 53514000479 | 0.01
1872 | Screw,.313-18X1.5 Hex Head Tap Bolt- | EA | 0.5 | 53514000493 | 0.03
1875 | Screw,#4 X.25 Rh Dr-SS | EA | 0.5 | 53514000516 | 0.01
1877 | Screw,#6-32X.25RHM Sl Tc Stlgr | EA | 0.5 | 53514000523 | 0.01
1880 | Screw,.25-20 X.75 RHM-Sl SS | EA | 0.5 | 53514000530 | 0.01
1883 | Screw,#10-24 X.375 RHM-Sl SS | EA | 0.5 | 53514000554 | 0.01
1884 | Screw,#10-24 X .625 RHM-Sl SS | EA | 0.5 | 53514311667 | 0.01
1885 | Screw,#10-24 X.75 RHM-Slt SS | EA | 0.5 | 53514000561 | 0.01
1890 | Screw,#8-32 X.375 SS SL/Pan Head Phillip | EA | 1 | 53514000585 | 0.01
1891 | Screw,#6-32 X.5 RHM-Sl Stl Zi | EA | 0.5 | 53514000592 | 0.01
1895 | Screw,.313-18 X 1.5 HH Cap-SS | EA | 1 | 53514000615 | 0.04
1901 | Screw,#8-32 X.375 Phm-Sl Stl | EA | 0.5 | 53514358938 | 0.01
1903 | Screw,#8X.75 Shmtl-Rhpl-Stl Bo | EA | 0.5 | 53514000639 | 0.01
1908 | Screw,.313-18 X1.25 HH Cap-SS | EA | 1.5 | 53514084721 | 0.01
1909 | Screw,.5-13 X 2 HH Cap-SS | EA | 3 | 53514000646 | 0.01
1910 | Screw,.313-18 X .75 HH Cap-SS | EA | 1 | 53514000653 | 0.01
1911 | Screw,.25-20 X 1.5 RHM-Sl SS | EA | 1 | 53514034214 | 0.1
1914 | Screw,Stator 8-32 X 2.53 Lg | EA | 0.5 | 53514000660 | 0.01
1915 | Screw,#10-24 X 1 RHM-Sl Stl Zi | EA | 0.5 | 53514086978 | 0.001
1916 | Screw,.25-20X.75 Hhm-SS/Indented/Unslott | EA | 0.5 | 53514000677 | 0.01
1920 | Screw,.375-16 X 1 Hhcap-Stl Zi | EA | 0.5 | 53514034238 | 0.015
1928 | Sealer,Loctite-609-5Cc Tube/Green | EA | 12.5 | 53514000684 | 0.16
2000 | Screw,Sem/10-24 X .375 HH-Sl Tc.688Wash | EA | 2 | 53514000691 | 0.01
2051 | Terminal,Female Pin 16-18Ga | EA | 1 | 53514000714 | 0.01
2056 | Terminal,Female Pin GE Str Wire | EA | 0.5 | 53514034245 | 0.01
2115 | Washer,Flat SS - 1/2D Standard | EA | 0.5 | 53514000745 | 0.01
2117 | Washer,Stl-.375"OD x .15"Id x .032 | EA | 0.5 | 53514000752 | 0.01
2140 | Washer,Trst-Nyl.875 X .504 X .050" | EA | 0.5 | 53514000769 | 0.01
2141 | Washer,Spcr-Nyl.75" X .504" X .050 | EA | 0.5 | 53514000776 | 0.01
2143 | Washer,Cord-.675"Od/.465"Id/.062"Thk | EA | 0.5 | 53514351823 | 0.01
2148 | Washer,Pstr-1.375" X .625" X .047" | EA | 0.5 | 53514000783 | 0.01
2185 | Wire,18Ga-C&S B 6" Lg | EA | 1 | 53514351847 | 0.0118
2195 | Wire,18Ga-C&S Blue 6" Lg | EA | 1 | 53514351878 | 0.005
2222 | Wire Asm-F-F(1) Wire Gy 9" Lg | EA | 4.5 | 53514000790 | 0.01
2223 | Wire Asm-F-F(1) Wire B 6" Lg | EA | 4 | 53514351830 | 0
2226 | Wire Asm F-F(1) Wire Gy 9" Lg | EA | 4.5 | 53514000806 | 0.01
2227 | Wire Asm F-I(1) Wire Gy 4" Lg | EA | 5 | 53514000813 | 0.01
2229 | Wire Asm-I-P(2) Wire R | EA | 6 | 53514000820 | 0.09
2231 | Wire Asm-I-P(1) Wire Rs 2.25" Lg | EA | 3 | 53514000837 | 0.03
2237 | Wire Asm-F-P(1) Wire Blue 6" Lg | EA | 3 | 53514351861 | 0
2241 | Wire Asm-F-P(1) Wire R 6.5" Lg | EA | 3 | 53514351885 | 0
2255 | Washer,Lock-Stl .25" Split | EA | 0.5 | 53514034252 | 0.01
2272 | Seal,Cord Hole-Asm | EA | 2.5 | 53514000844 | 0.04
2318 | Cord Term&Seal 230V/15'/18-3 SJTW/Na/1 | EA | 56.5 | 53514000851 | 1.1
2319 | Cord Term&Seal 115V/15'/18-3 SJTW-A/Nona | EA | 45 | 53514000868 | 0.95
2320 | Cord Term&Seal 230V/ 9'/18-3 SJTW-A/Auto | EA | 42 | 53514000875 | 0.65
2321 | Cord Term&Seal 115V/ 9'/18-3 SJTW-A/Auto | EA | 31.5 | 53514000882 | 0.65
2322 | Cord Term&Seal 115V/15'/18-3 SJTW-A/Auto | EA | 44.5 | 53514000899 | 0.95
2325 | Cord Term&Seal 115V/35'/16-3 SJOW-A/Auto | EA | 166.5 | 53514000905 | 2.7
2326 | Seal,Cord-Asm | EA | 2 | 53514000912 | 0.05
2340 | Housing,H-L Ctrl-Mach | EA | 61.5 | 53514000981 | 2
2342 | Cover & Plug | EA | 43.5 | 53514000998 | 3
2343 | Cordage Term&Seals/10'/16-4 SOW-A | EA | 91.5 | 53514001001 | 0.83
2344 | Cord Term&Seal 115V/10'/18-3 SOW-A | EA | 36.5 | 53514001018 | 0.75
2345 | Cord Term&Seal 230V/10'/18-3 SOW-A/1Ph | EA | 54.5 | 53514001025 | 0.75
2346 | Cordage Term&Seals/10'/16-4 SJOW-A | EA | 69 | 53514001032 | 0.83
2347 | Cord Term&Seal 115V/ 9'/18-3 SJTW-A | EA | 36 | 53514001049 | 0.83
2348 | Cord Term&Seal 115V/10'/16-3 SJOW or SJO | EA | 36.5 | 53514001056 | 0.68
2349 | Cordage Term&Seals/10'/16-4 SOW-A | EA | 79.5 | 53514001063 | 0.83
2351 | Seal,Cord-Asm&Strrlf Heyco 18G | EA | 7 | 53514001070 | 0.8
2353 | Cord Term&Seal 230V/ 9'/18-3 SJTW-A/1Ph | EA | 41.5 | 53514001087 | 0.65
2354 | Cord Term&Seal 115/230V/10'/16-3 SJOW-A | EA | 174.5 | 53514001094 | 0.68
2355 | Cord Term&Seal 115/230V/10'/16-3 SOW-A | EA | 76.5 | 53514001100 | 0.68
2356 | Cordage Term&Seals/10'/16-3 SOW-A | EA | 76.5 | 53514001117 | 0.68
2357 | Adapter-Mach "280" | EA | 158.5 | 53514001124 | 13.5
2358 | Carton Asm "160/180/280/290" | EA | 51.5 | 53514001131 | 5.1
2360 | Switch,Mf-Term & Seal 1' | EA | 137 | 53514001148 | 2
2361 | Switch,Mf-Term & Seal 10' | EA | 85 | 53514001155 | 2
2362 | Housing & Cord Hole Plug | EA | 63.5 | 53514001162 | 2
2379 | Arm & Seal Asm | EA | 40.5 | 53514001186 | 0.2
2381 | Capacitor & Clamp Asm/20Uf 370V | EA | 26 | 53514001209 | 0.43
2383 | Oil,Dielectric-(38 Oz) | EA | 55.5 | 53514001223 | 2
2384 | Package,New Service Station | EA | 1381 | 53514001230 | 13
2399 | Bolt,Thru 4.8750" Lg | EA | 1 | 53514001247 | 0.1
2401 | Cover & Cord 230V/1Ph | EA | 314 | 53514001254 | 12.3
2402 | Cord Term&Seal 230V/20'/16-3 SOW-A/1Ph/N | EA | 122 | 53514001261 | 1.33
2404 | Bolt,Thru 4.6250" Lg | EA | 1 | 53514001285 | 0.1
2405 | Bolt,Thru 4.8125" Lg | EA | 1 | 53514001292 | 0.5
2406 | Bolt,Thru "94/147" | EA | 1 | 53514001308 | 0.1
2407 | Bolt,Thru 5.8750" Lg | EA | 1 | 53514001315 | 0.1
2408 | Bolt,Thru 5.9375" Lg | EA | 1 | 53514001322 | 0.1
2409 | Bolt,Thru 6.1875" Lg | EA | 1 | 53514001339 | 0.1
2410 | Bolt,Thru 6.3750" Lg | EA | 1 | 53514001346 | 0.1
2411 | Bolt,Thru 6.6250" Lg | EA | 1 | 53514001353 | 0.1
2412 | Bolt,Thru 6.6875" Lg | EA | 1 | 53514001360 | 0.1
2413 | End Bell W/Brg (94-124) | EA | 25.5 | 53514001377 | 6
2414 | End Bell W/Brg (147-119&-129) | EA | 25.5 | 53514001384 | 6
2425 | Rebuild Kit "165" | EA | 200 | 53514001391 | 7.5
2429 | Cord Term&Seal 230V/20'/16-3 SOW-A/1Ph/A | EA | 121.5 | 53514001407 | 1.33
2430 | Seal,Shaft | EA | 34 | 53514001414 | 0.1
2474 | Relay Asm 115V/G5 | EA | 14.5 | 53514001452 | 1
2484 | Carton,"160/280/290" | EA | 25.5 | 53514084844 | 2.217
2499 | Cover & Cord 115V/1Ph 163 | EA | 310 | 53514001544 | 12.18
2507 | Cord Term&Seal 115V/20'/16-3 SJOW or SJO | EA | 164.5 | 53514001568 | 1.33
2508 | Cord Term&Seal 115V/20'/16-3 SJOW or SJO | EA | 165 | 53514001575 | 1.33
2524 | Rod,Float-Molded "76" | EA | 2.5 | 53514001605 | 0.0132
2570 | Impeller "97/98" | EA | 8 | 53514001612 | 0.2
2588 | Oil,Dielectric (19 Oz) | EA | 35.5 | 53514001643 | 1.188
2589 | Case & Switch "97" | EA | 88.5 | 53514001650 | 2.3
2593 | Rebuild Kit "97" | EA | 104.5 | 53514001674 | 4
2596 | Housing,Mtr-& Str 230V/1Ph 97 | EA | 230.5 | 53514001681 | 11.2
2597 | Parts,Small-Kit 97 | EA | 16 | 53514001698 | 1
2599 | Cover & Handle Asm Br "139" | EA | 535.5 | 53514001704 | 5.9
2608 | Screw,.313-18 X 1"HH Cap-SS | EA | 0.5 | 53514001711 | 0.01
2609 | Wire Asm-F-I(1) Wire Gy 9" Lg | EA | 3 | 53514001728 | 0.01
2690 | Base Asm "53/55" | EA | 6.5 | 53514001773 | 0.42
2704 | Cord Term&Seal ED/115V/10'/16-3 SJOW-A/ | EA | 58.5 | 53514001803 | 0.68
2721 | Rod,Flt-5'Xl "112" | EA | 40 | 53514001810 | 2.25
2722 | Column Brg & Holder 5'Xl "112" | EA | 537.5 | 53514001827 | 12.6
2729 | Wire Asm F-F(1) Wire Gy 9" Lg | EA | 2.5 | 53514001834 | 0.01
2738 | Wire Asm F-F(1) Wire Gy 9"Lg | EA | 3 | 53514001858 | 0.01
2805 | Cord Term&Seal 230V/25'/16-3 SOW-A | EA | 154.5 | 53514001872 | 1.7
2843 | Stator 230V/1Ph/1Hp. | EA | 471 | 53514001896 | 10
2884 | Rod,Float-1'Xl | EA | 26.5 | 53514001926 | 1.25
2885 | Column Brg & Holder 1'Xl "112" | EA | 267.5 | 53514001933 | 5.6
2940 | Stator 230/460V/3Ph/1Hp | EA | 583.5 | 53514027018 | 10.18
2961 | Cover & Cord 200V/1Ph | EA | 315.5 | 53514001957 | 12.3
2963 | Cover & Cord 3Ph "160/180/290" | EA | 327.5 | 53514001964 | 12.6
2987 | Plate,Conversion-3" To 2" V&D | EA | 9 | 53514001971 | 0.2
2990 | Washer,Cvr-.875" X .375" X .100" | EA | 0.5 | 53514001995 | 0.01
2998 | Impeller "282" | EA | 77.5 | 53514002015 | 2.5
2999 | Impeller "284" | EA | 116.5 | 53514002022 | 3.5
3006 | Shaft 26.875" | EA | 61.5 | 53514002053 | 1.603
3020 | Switch Asm-Cond Mtg | EA | 43 | 53514002084 | 0.1
3021 | Head Brg & Col Asm | EA | 73 | 53514002091 | 2
3035 | Bearing,Thrust "03" | EA | 10.5 | 53514002121 | 0.1
3041 | Cord & Term 115V/"03", "67","79","80" & | EA | 28 | 53514002145 | 0.6
3052 | Grommet,Guide | EA | 13 | 53514057572 | 1
3055 | Guide Asm | EA | 20 | 53514002183 | 0.2
3056 | Column,Repair "03" | EA | 21 | 53514002190 | 1.53
3060 | Handle,SS "55/59/98" | EA | 3 | 53514002220 | 0.13
3078 | Wire Asm-F-P(1) Wire Y 5.5" Lg | EA | 3 | 53514351908 | 0
3079 | Wire,18Ga-C&S Y 5.5" Lg | EA | 1 | 53514351915 | 0.01
3083 | Rod Asm,Flt/13.5"Lg | EA | 33 | 53514002237 | 0.084
3108 | Carton Asm "53" | EA | 4 | 53514002251 | 0.42
3109 | Carton,"53" | EA | 4 | 53514103125 | 0.685
3110 | Shaft Asm-4' XL "112" | EA | 352 | 53514002268 | 5.1
3126 | Seal,SO Cable 14-3 | EA | 55.5 | 53514002275 | 0.182
3127 | Seal,Bush & Wash 10-3 Uf Cable | EA | 18.5 | 53514002282 | 0.17
3128 | Fastener Pkg (Cvr V Or D FLG) | EA | 1 | 53514002299 | 0.03
3159 | Stator 200/208V/3Ph/1Hp | EA | 431.5 | 53514034269 | 9
3165 | Wire Pkg (G,R,B) 282 | EA | 8.5 | 53514002350 | 0.03
3168 | Oil,Dielectric-(44 Oz) | EA | 59.5 | 53514002381 | 2.75
3170 | Rebuild Kit "280" (11/81 Thru 8/86) | EA | 206 | 53514002398 | 8
3173 | Cover & Cord 115V/1Ph "282" | EA | 284 | 53514002411 | 11.9
3174 | Cover & Cord 230V/1Ph "280" | EA | 282 | 53514002428 | 11.9
3177 | Housing,Mtr-& Term Asm"50" | EA | 72.5 | 53514002459 | 6.8
3178 | Housing,Mtr-Brg & Term Asm"54" | EA | 88.5 | 53514002466 | 6.8
3179 | Housing,Mtr-Brg&Term Br 50 Ser | EA | 892 | 53514002473 | 9.1
3180 | Parts,Small-Kit 53 | EA | 17.5 | 53514002480 | 0.5
3181 | Rebuild Kit "53/1053" (9/81 Thru 8/86) | EA | 106 | 53514002497 | 3.5
3188 | Seal,SO Cable 18-2 | EA | 37 | 53514002503 | 0.2
3229 | Screw,Sem 10-12X.5Hh-Slshmt Sc R Tp A | EA | 2 | 53514002527 | 0.01
3232 | Cord Term&Seal 115V/25'/16-3 SJTW-A/Auto | EA | 108.5 | 53514002534 | 1.9
3280 | Liner,Sidewall "280-290" | EA | 6.5 | 53514435066 | 1.172
3281 | Liner,FLG Pkg "280-290" | EA | 2.5 | 53514435073 | 0.186
3286 | Seal Asm,Shaft/John Crane | EA | 8 | 53514096755 | 0.01
3402 | Seal,Thru Wall Term | EA | 2 | 53514002602 | 0.005
3429 | Housing,Pump-&Brg Mach "268" | EA | 184 | 53514002619 | 18.6
3575 | Capacitor & Clamp Asm/40 Uf 370V | EA | 35 | 53514002640 | 0.8
3610 | Cordage,16-3 SOW Or SOOW/CSA/UL | EA | 3.5 | 53514062163 | 0.086
3611 | Cordage,16-4 SOW Or SOOW/CSA/UL | EA | 4 | 53514165710 | 0.115
3617 | Cord Term&Seal 115V/15'/16-3 SJOW-A/Nona | EA | 91 | 53514002695 | 1.1
3618 | Cord Term&Seal 230V/20'/16-3 SOW-A/Na/1 | EA | 121.5 | 53514002701 | 1.1
3619 | Cord Term&Seal 115V/25'/16-3 SOW-A | EA | 110 | 53514002718 | 1.7
3635 | Impeller-Mach Br "139" | EA | 364 | 53514397982 | 0
3644 | Impeller Plastic "53/55"/Sp | EA | 7 | 53514002725 | 0.2
3650 | Carton,White/Zco Logo | EA | 5.5 | 53514408091 | 0.495
3653 | Cord Term&Seal 115V/15'/18-3 SOW-A/Autom | EA | 104 | 53514002749 | 1.1
3654 | Cord Term&Seal 115V/35'/16-3 SJTW or SJT | EA | 166.5 | 53514002756 | 22.9
3659 | Cordage Term&Seal/15'/16-4 SOW-A/3Ph/Pow | EA | 118 | 53514002770 | 1.3
3661 | Cord Term&Seal 115V/25'/16-3 SJTW-A/Auto | EA | 91 | 53514002787 | 1.7
3689 | Union 2" X 3.25" | EA | 37 | 53514002800 | 0.3
3745 | Cord Term&Seal 115V/35'/16-3 SOW-A | EA | 222.5 | 53514002930 | 2.4
3753 | Connector,Wirenut 14-16 Ga/Ideal #30-073 | EA | 1 | 53514086985 | 0.01
3760 | Cover & Cord 3Ph "280" | EA | 293.5 | 53514002954 | 11.3
3761 | Cordage Term&Seal/15'/16-4 SOW-A/3Ph/Pow | EA | 101 | 53514002961 | 1.3
3775 | Cord Term&Seal 115V/25'/16-3 SOW-A | EA | 110.5 | 53514003029 | 1.8
3785 | Column Brg & Holder 4'Xl "112" | EA | 455.5 | 53514003074 | 9.6
3790 | Column,Brass-Asm "Ped" | EA | 38.5 | 53514003098 | 0.5
3803 | Guide,Float Rod-"81/82/83" | EA | 2 | 53514036607 | 0.0154
3815 | Carton Asm "81/82/83" | EA | 35 | 53514003142 | 1.6
3828 | Carton,14" X 14" X 20" | EA | 20.5 | 53514197865 | 1.727
3835 | Cordage Term&Seals/25'/16-4 SOW-A/3Ph/Po | EA | 152.5 | 53514003203 | 2.1
3836 | Carton Asm "97" | EA | 4 | 53514003210 | 0.52
3845 | Housing,Pump-Mach "1053/1057" | EA | 51 | 53514003234 | 5.5
3849 | Case & Switch Ci "1053/1057" | EA | 95.5 | 53514003241 | 2.3
3851 | Housing,Mtr-& Term "1050" | EA | 75 | 53514003258 | 6.795
3852 | Base Asm "1053" | EA | 9 | 53514003265 | 0.6
3853 | Base & Strainer Asm "1057" | EA | 47 | 53514003272 | 4.75
3865 | Carton Asm "1080" | EA | 43.5 | 53514003289 | 1.6
3877 | Housing,Pump-Mach "266/267" | EA | 93.5 | 53514003319 | 13
3883 | Housing,Pump-Mach "268" | EA | 201 | 53514003333 | 13.5
3884 | Impeller "266/267/268" Cast Iron | EA | 53 | 53514003340 | 1.375
3902 | Shaft Asm "Ped" | EA | 10.5 | 53514003388 | 0.2
3903 | Guide Asm,"Ped" | EA | 3 | 53514003395 | 0.03
3908 | Head & Bearing,Br-"Ped" | EA | 143.5 | 53514003449 | 3.8
3910 | Base & Insert,Plastic 81/1081 | EA | 14 | 53514003463 | 0.3
3914 | Rebuild Kit "Loboy2" | EA | 105.5 | 53514003487 | 6
3916 | Bell,2.5"Dia-8V | EA | 90.5 | 53514003494 | 0.4
3925 | Screw,#10-16X.75Hwhsl Shmetal Type B/S.S | EA | 1.5 | 53514003500 | 0.07
3951 | Bearing,Radial-S3Kdd (Fafnir) | EA | 13 | 53514003555 | 0.5
3959 | Ring,Snap-N5000-87 Basic Int | EA | 1 | 53514003562 | 0.1
3960 | Ring,Snap-N5001-87 Bowed Int | EA | 0.5 | 53514003579 | 0.1
3961 | Ring,Snap-5100-37 Basic Ext | EA | 0.5 | 53514003586 | 0.1
3972 | Bearing,Thrust-Asm "5000" | EA | 51.5 | 53514003609 | 0.5
3989 | Shaft Asm,Hex Drive-"5000" | EA | 71 | 53514003623 | 1
4029 | Housing,Pump-Mach "1267" | EA | 95.5 | 53514003678 | 12.25
4030 | Base-Mach "1267" | EA | 69 | 53514003685 | 8.6
4036 | Case & Switch "1097" | EA | 83.5 | 53514003692 | 2.1
4046 | Bearing & Holder Asm-"111/112" Pedestal | EA | 53 | 53514159290 | 0.7
4047 | Hub,Inlet-Snap In 4" | EA | 47.5 | 53514003739 | 0.5
4050 | Shaft Asm 3'XL "112" | EA | 328.5 | 53514003746 | 4.5
4051 | Column Brg & Holder 3'Xl "112" | EA | 414.5 | 53514003753 | 8.1
4052 | Rod,Float-3'Xl "112" | EA | 33.5 | 53514003760 | 1.75
4053 | Package,New Ser Station-Loboy1 | EA | 462.5 | 53514003777 | 13
4066 | Switch,Mech Flt/SPB/120V/15'Cd/15Amp/.75 | EA | 100.5 | 53514095260 | 1.93
4067 | Switch,Mech Flt/SPB/120V/15'Cd/13Amp/.5H | EA | 88 | 53514176358 | 1.96
4096 | Impeller Br "294" | EA | 133.5 | 53514003838 | 1.8
4098 | Cord Term&Seal 230V/20'/14-3 SOW-A/20A P | EA | 134 | 53514003852 | 14.8
4099 | Seal,Cord-Asm&Strrlf Heyco 14G | EA | 10.5 | 53514003869 | 0.02
4105 | Seal,Foam-Bsn Cvr-18" Splt 1X.125" X 63" | EA | 5.5 | 53514003906 | 0.3
4107 | Carton Asm "1053/1057" | EA | 13.5 | 53514003920 | 0.7
4115 | Seal,Cord-Donut/.670"Od/.365"Id/.406"Thk | EA | 1 | 53514003951 | 0.01
4116 | Washer,Cord-.675"Od/.520"Id/.062"Thk | EA | 0.5 | 53514194642 | 0.01
4118 | Screw,#6-20X.625 Slotted Indented Hex Wa | EA | 0.5 | 53514003968 | 0.01
4125 | Guide,Float Rod-"130/260-803/805/807" | EA | 1 | 53514472627 | 0.01
4141 | Relay,Alternating-For 10-0202 | EA | 362.5 | 53514003999 | 1
4164 | Switch Asm,Ped-Zco/Pegboard Display Pack | EA | 41.5 | 53514004026 | 0.2
4173 | Impeller Br "295" | EA | 218.5 | 53514004071 | 2
4174 | Wire Pkg (White,Black,Blue,Blue,Red,Yell | EA | 20 | 53514004088 | 0.02
4179 | Rebuild Kit "295" | EA | 202.5 | 53514004095 | 7
4187 | Housing,Pump-&Screen "185-189" | EA | 209 | 53514344962 | 16
4188 | Housing,Pump-Mach 161/185/188/189 | EA | 201.5 | 53514004101 | 16
4194 | Wire Asm-F-I(1)Wire Wh 7" Lg | EA | 3 | 53514004118 | 0.02
4198 | Housing,Pump-Mach "189" | EA | 195 | 53514004125 | 17
4199 | Impeller Br "185" | EA | 197.5 | 53514004132 | 2
4200 | Clamp,Strain Relief-#2F | EA | 0.5 | 53514079000 | 0.01
4203 | Impeller Br "165/188" | EA | 236 | 53514004149 | 2.3
4205 | Cord Term&Seal 230V/20'/14-3 SOW-A/20A P | EA | 132 | 53514004156 | 3.6
4207 | Impeller Br "189" | EA | 321 | 53514004170 | 3
4208 | Rebuild Kit "189" | EA | 206 | 53514004187 | 7
4214 | Housing,Pump-Mach 163/165/186 | EA | 195 | 53514004194 | 17
4216 | Impeller "163" | EA | 179 | 53514004200 | 1.9
4222 | Impeller "293" | EA | 215.5 | 53514004217 | 1.6
4234 | Rebuild Kit "188" | EA | 202.5 | 53514004248 | 7
4247 | Case & Switch Brass "1059" | EA | 346 | 53514004255 | 3.1
4251 | Rebuild Kit "294" | EA | 199.5 | 53514004262 | 7
4264 | Alternator Mech-Duplex/Control | EA | 329 | 53514004279 | 2
4281 | Cord Term&Seal 230V/20'/16-3 SOW or SOOW | EA | 167.5 | 53514004309 | 3
4287 | Clamp,Worm Drive Hose/SAE 28/SS | EA | 3 | 53514004316 | 0.1
4289 | Screw,#10-24 X 1" RHM-Sl SS | EA | 0.5 | 53514004330 | 0.01
4290 | Nut,#10-24 H-SS | EA | 0.5 | 53514004347 | 0.03
4304 | Clamp,Worm Drive Hose/SAE 40/SS | EA | 2.5 | 53514004354 | 6.25
4305 | Screw,.25-20 X .625Hh Cap-SS | EA | 0.5 | 53514004361 | 0.01
4307 | Impeller "161" | EA | 179 | 53514004378 | 2
4322 | Seal,Cord-Asm | EA | 3 | 53514004392 | 0.02
4327 | Switch & Seal Asm | EA | 33.5 | 53514004415 | 0.2
4348 | Nut,5/16-24Unf SS Acorn/Low Crown | EA | 1.5 | 53514060138 | 0.01
4351 | Nut,7/16-20 Acorn SS | EA | 6.5 | 53514004514 | 0.01
4358 | Impeller-Mach Br 3Ph "293" | EA | 215 | 53514029029 | 1.6
4362 | Carton Asm "1267" | EA | 21 | 53514027209 | 1.5
4374 | Cord Term&Seal 230V/20'/14-3 SOW-A/20A P | EA | 209 | 53514004545 | 3.6
4376 | Cord Term&Seal 230V/20'/14-3 SOW-A/20A P | EA | 210 | 53514004569 | 3.6
4377 | Cord Term&Seal 230V/20'/16-3 SOW or SOOW | EA | 167.5 | 53514004576 | 2.6
4378 | Seal,Cord-Asm&Str Rlf T&B 18Ga | EA | 54 | 53514004583 | 0.2
4380 | Cover & Seal Asm 14Ga | EA | 239.5 | 53514004606 | 11.1
4391 | Seal,Cord-Rubber | EA | 1 | 53514194659 | 0.01
4400 | Pipe,Discharge-Asm "Pd&Dp" | EA | 25 | 53514004620 | 0.6
4403 | Fitting,Pvc 1.5"Socket X1.5"MPT/Sch 40 | EA | 5 | 53514302092 | 0.21
4413 | Tie,Cable-Nylon | EA | 0.5 | 53514029845 | 0.01
4416 | Screw,.25-20 X 1" Lg HH Stlzi | EA | 0.5 | 53514042172 | 0.01
4441 | Relay,3 Pole Thermal Overload | EA | 243.5 | 53514004651 | 1
4442 | Terminal,Spade-10-12 Ga | EA | 1 | 53514100582 | 0.01
4450 | Carton,Drain Pump/2" Inlet HH | EA | 16.5 | 53514037758 | 0.543
4452 | Seal Pak-"PF & QJ" | EA | 17.5 | 53514004682 | 0.1
4480 | Washer,Flat-SS .25" Standard | EA | 0.5 | 53514026240 | 0.01
4486 | Seal,Cord-Asm "WM267 PF & QJ" | EA | 3.5 | 53514004736 | 0.2
4496 | Screw,.375-16 X 1.25" HH Cap SS | EA | 2 | 53514255206 | 0.01
4497 | Washer,Ss Lock-Split .375" | EA | 0.5 | 53514040468 | 0.01
4506 | Impeller-Mach Br 3Ph "189" | EA | 331 | 53514282233 | 0
4512 | Relay For 10-0201 | EA | 46.5 | 53514004774 | 1
4527 | Relay For 10-0202 | EA | 87.5 | 53514004781 | 1
4529 | Screw,.25-20 X 2" Hex Head/SS | EA | 1.5 | 53514026257 | 0.03
4531 | Screw,.25-20 X 1" Lg RHM SS | EA | 1 | 53514026264 | 0.02
4532 | Screw,.375-16 X 1.75" Lg HH Cap SS | EA | 1.5 | 53514103316 | 0.06
4539 | Packing,Peanut-Corn Starch Base | EA | 7 | 53514329938 | 0.01
4583 | Rebuild Kit "295" | EA | 278.5 | 53514004965 | 7
4584 | Rebuild Kit "189" | EA | 281.5 | 53514004972 | 7
4597 | Basin Asm,Drain Pump | EA | 433 | 53514005016 | 8
4610 | Case-Mach "130/260" | EA | 44.5 | 53514005030 | 4.05
4611 | Case-Mach Brass "139" | EA | 507 | 53514005047 | 4.75
4612 | Case-Mach "1130/1260" | EA | 60 | 53514005054 | 4.05
4614 | Case-Mach "160/180/280/290" | EA | 142.5 | 53514005061 | 9.5
4628 | Hardware Pak,"Pd&Dp" | EA | 77.5 | 53514005085 | 0.3
4644 | Screw,#6-32X7/16/Rh/Pan Head Phillips/Ty | EA | 0.5 | 53514005108 | 0.01
4645 | Guard,"55/59/98" | EA | 6 | 53514005115 | 0.265
4655 | Body-Mach 3"Ci Unicheck | EA | 119 | 53514043216 | 12.5
4664 | Flapper Asm 3"CI Check | EA | 68.5 | 53514030223 | 1
4666 | Label,Warning-Insulating Oil | EA | 1 | 53514323561 | 0.01
4676 | Guide Asm,Flt Rod | EA | 3 | 53514005177 | 0.06
4700 | Cord Term&Seal 115V/ 9'/18-3 SJTW-A/Auto | EA | 33.5 | 53514005320 | 1.4
4702 | Case & Switch "50" | EA | 89.5 | 53514005344 | 2.2
4703 | Case Handle & Arm "50" | EA | 48 | 53514005351 | 2.3
4704 | Arm & Seal Asm "50" | EA | 36 | 53514005368 | 0.2
4705 | Switch Asm "50" | EA | 51 | 53514005375 | 0.1
4706 | Rebuild Kit "53/1053/55"(9/86 Thru Curre | EA | 102 | 53514005382 | 4
4707 | Cord Term&Seal 230V/ 9'/18-3 SJTW-A/Auto | EA | 44 | 53514005399 | 1.4
4708 | Cord Term&Seal 115V/15'/18-3 SJTW-A/Nona | EA | 48 | 53514005405 | 1.4
4709 | Cord Term&Seal 230V/15'/18-3 SJTW/Na/ | EA | 58 | 53514005412 | 1.6
4710 | Parts,Small-Kit "53/1053/55" | EA | 14.5 | 53514005429 | 0.5
4711 | Case & Switch Brass "50" | EA | 350 | 53514005436 | 3.3
4712 | Housing,Mtr-& Term Asm "50" | EA | 56.5 | 53514005443 | 6.8
4713 | Housing,Mtr-Brg&Term Br "50" | EA | 899.5 | 53514005450 | 9.5
4714 | Case Handle & Arm Brass/"50" | EA | 308 | 53514005467 | 3.4
4716 | Rebuild Kit "57/59/1057/1059"(9/86 Thru | EA | 101 | 53514005474 | 4
4717 | Cord Term&Seal ED/115V/9'/16-3 SJOW-A/Au | EA | 56 | 53514005481 | 1
4718 | Cord Term&Seal ED/230V/15'/16-3 SJOW-A/A | EA | 106 | 53514005498 | 1.6
4719 | Cord Term&Seal ED/115V/15'/16-3 SJOW-A/N | EA | 106 | 53514005504 | 1.6
4720 | Cord Term&Seal ED/230V/15'/16-3 SJOW-A/N | EA | 105 | 53514005511 | 1.6
4721 | Seal,Cord-Asm ED | EA | 19.5 | 53514005528 | 0.2
4722 | Parts,Small-Kit "57/59" | EA | 14 | 53514005535 | 0.5
4723 | Cord Term&Seal 115V/15'/18-3 Sjow-A/Aut | EA | 51.5 | 53514005542 | 1.6
4725 | Case Handle & Arm "97" | EA | 48.5 | 53514005566 | 2.2
4735 | Cord Term&Seal 230V/15'/18-3 Sjow-A/Aut | EA | 73 | 53514005610 | 1.6
4736 | Cord Term&Seal 115V/15'/18-3 Sjow-A/Non | EA | 52.5 | 53514005627 | 1.6
4737 | Cord Term&Seal 230V/15'/18-3 Sjow-A/Non | EA | 73.5 | 53514005634 | 1.6
4738 | Parts,Small-Kit "97" | EA | 13.5 | 53514005641 | 0.5
4739 | Case & Switch Asm "130/260" | EA | 115.5 | 53514005658 | 5.1
4740 | Switch Asm "130/260" | EA | 38 | 53514005665 | 0.1
4741 | Arm & Seal Asm "130/260" | EA | 34 | 53514005672 | 0.2
4742 | Case & Switch Asm "139" | EA | 587.5 | 53514005689 | 5.3
4743 | Rebuild Kit "130/260" (See Notes) | EA | 149.5 | 53514005696 | 4
4744 | Switch Asm "160/180/290" | EA | 39.5 | 53514005702 | 0.2
4745 | Arm & Seal Asm "160/180/290" | EA | 36 | 53514005719 | 0.2
4746 | Case Switch & Cord 115V/1Ph | EA | 375 | 53514005726 | 13.1
4747 | Rebuild Kit "160/185/292/293" | EA | 279 | 53514005733 | 7
4748 | Case Switch & Cord 230V/1Ph | EA | 382 | 53514005740 | 13.3
4749 | Wire Pkg (5) Wires | EA | 15 | 53514005757 | 0.03
4750 | Case Switch & Cord 230V//1Ph/14Ga Wires | EA | 382.5 | 53514005764 | 13.3
4751 | Wire Pkg(5)Wires 1.5/2 Hp | EA | 17 | 53514005771 | 0.03
4752 | Rebuild Kit "188/294" | EA | 281 | 53514005788 | 7
4753 | Rebuild Kit "189/295" | EA | 275 | 53514005795 | 7
4755 | Switch Asm "282" | EA | 37.5 | 53514005818 | 0.1
4756 | Wire Pkg (2)Wires | EA | 6 | 53514005825 | 0.02
4757 | Case Switch & Cord 115V/1Ph/"282" | EA | 290 | 53514005832 | 13
4758 | Rebuild Kit "280" (9/86 Thru 12/92) | EA | 196 | 53514005849 | 7
4759 | Case Switch & Cord 230V/1Ph/"282" | EA | 310 | 53514005856 | 13
4760 | Case & Switch Ci "1053/1057" | EA | 89.5 | 53514005863 | 2.1
4761 | Case Handle & Arm Ci/"1053/1057" | EA | 51 | 53514005870 | 2.2
4762 | Housing,Mtr-&Term "Loboy1 & 2" | EA | 59 | 53514005887 | 6.8
4763 | Case & Switch Brass "1059" | EA | 340.5 | 53514005894 | 3.1
4764 | Case Handle & Arm Br/"1059" | EA | 298.5 | 53514005900 | 3.3
4765 | Case & Switch "1098" | EA | 78 | 53514005917 | 2.1
4766 | Case Handle & Arm "1098" | EA | 51 | 53514005924 | 2.1
4768 | Case & Switch "1267" | EA | 134 | 53514005948 | 5.1
4847 | Case Switch & Cord 230V/1Ph/"284" | EA | 316 | 53514005955 | 12.1
4887 | Seal,Cup W/O Hole | EA | 0.5 | 53514468477 | 0
4892 | Switch Asm Rack Pack"50/90" Ah | EA | 52 | 53514006006 | 0.5
4893 | Switch Asm Rakpak"1050/1097"Ah | EA | 70.5 | 53514006013 | 0.5
4908 | Rod,Float-Lower Asm | EA | 12 | 53514218065 | 0.01
4909 | Rod,Float-Upper Asm | EA | 9.5 | 53514218058 | 0.01
4912 | Float-Mach HT | EA | 12 | 53514006068 | 0.36
4913 | Clamp,Worm Drive Hose/SAE 56/SS | EA | 3 | 53514034313 | 8
4957 | Overload For 10-0212 | EA | 216 | 53514006129 | 1
4962 | Cord Term&Seal 115V/25'/16-3 SJTW-A/Nona | EA | 91.5 | 53514006136 | 2.6
4965 | Overload For 10-0231 | EA | 205.5 | 53514006167 | 1
4981 | Cord Term&Seal 200V/35'/16-3 SOW-A/1Ph/N | EA | 174.5 | 53514006211 | 4
4987 | Contactor For 10-0212 & 10-0242 | EA | 149.5 | 53514006228 | 1
4991 | Cord Term&Seal 115V/25'/16-3 SJTW-A/Auto | EA | 93.5 | 53514006266 | 2.6
4992 | Motor Asm 230V/1Ph/1.5-2Hp | EA | 961.5 | 53514006273 | 35
4997 | Hub & Seal-Ci/4"/Curved/For 18"-72" Dia | EA | 117.5 | 53514006303 | 6
4999 | Breaker,2 Pole 10A For 10-0201 | EA | 135 | 53514006327 | 1
5006 | Shaft 28.5" Lg | EA | 65.5 | 53514006334 | 1.606
5008 | Column,"05" | EA | 24.5 | 53514006341 | 0.4
5026 | Shaft 27.875" Lg | EA | 65.5 | 53514006372 | 1.606
5032 | Float,Metal | EA | 191 | 53514006402 | 1.08
5034 | Switch (Flt Type) | EA | 33.5 | 53514006419 | 1
5052 | Switch (Flt Type) | EA | 80 | 53514006426 | 1
5058 | Switch (Wt Type) | EA | 73.5 | 53514006440 | 1
5068 | Float,Plastic "05" | EA | 7.5 | 53514006457 | 0.5
5073 | Cover-Mach "1130/1260" | EA | 58 | 53514026318 | 4.5
5076 | Cover & Handle "1050" | EA | 51 | 53514006471 | 1.8
5077 | Cover & Handle "1097" | EA | 51 | 53514006488 | 1.8
5078 | Cover & Handle "1267" | EA | 86.5 | 53514006495 | 4.6
5088 | Switch,Mech Flt/SPB/120V/10'Cd/13Amp/.5H | EA | 81 | 53514293192 | 1.39
5095 | Seal,Shaft-Asm .5"Dia/HTJohn Crane | EA | 70 | 53514006518 | 0.2
5098 | Seal,Shaft-Asm .625" Dia/HT | EA | 149.5 | 53514006525 | 0.2
5107 | Screw,#12-24 X 1" +/- 1/16" | EA | 4.5 | 53514138608 | 0.001
5126 | Cord Term&Seal 200V/20'/14-3 SOW-A/20A P | EA | 196 | 53514006570 | 3.6
5130 | Cord Term&Seal 200V/20'/14-3 SOW-A/20A P | EA | 197 | 53514006617 | 3.6
5131 | Cordage Term&Seal/20'/16-4 SOW-A/3Ph/Pow | EA | 148.5 | 53514006624 | 3.6
5134 | Impeller 3Ph "295" | EA | 224.5 | 53514006655 | 2
5139 | Impeller 3Ph "295"-Turned Down | EA | 223.5 | 53514006709 | 2
5167 | Conduit-Mach 3' "HT" | EA | 87.5 | 53514006723 | 0.2
5188 | Impeller Br "292" | EA | 306 | 53514006778 | 2
5192 | Seal,Window-Bsn Cvr 18"/10'Stack/15 Foot | EA | 70.5 | 53514006792 | 1
5196 | Seal,Pipe-4"(For 5"Hole) | EA | 24.5 | 53514006839 | 0.19
5198 | Hub & Seal-Ci/4"/Flat/Fits All Basins W/ | EA | 118 | 53514006846 | 5
5199 | Base-Molded "264/266/270/271" | EA | 24 | 53514006853 | 1.04
5201 | Impeller 3Ph "189" | EA | 336.5 | 53514006860 | 3
5219 | Impeller Asm 3Ph "294" | EA | 139.5 | 53514006907 | 1.8
5220 | Impeller Asm 3Ph 294-Turned Dn | EA | 138.5 | 53514006914 | 1.8
5223 | Impeller Asm 3Ph "165/188" | EA | 254 | 53514006945 | 2.3
5252 | Conduit-Mach 6' "HT" | EA | 171.5 | 53514006969 | 0.6
5300 | Clip,Switch Stablizer | EA | 1 | 53514034344 | 0.01
5315 | Flapper Asm 2"Female NPT Check | EA | 52.5 | 53514030230 | 0.75
5316 | Screw,.25-20" X .875" Lg HH Cap SS | EA | 0.5 | 53514007034 | 0.01
5317 | Carton,Unicheck 2" C.I./Female NPT/BSPT | EA | 9.5 | 53514486013 | 0.283
5326 | Screw,#10-14X1”/Plastite/SS/Unsltd Hex W | EA | 0.5 | 53514007065 | 0.01
5327 | Rod,Float-Middle | EA | 13.5 | 53514136918 | 0.5
5348 | Cord Term&Seal HT/115V/15'/16-3 SJOW-A/A | EA | 103.5 | 53514007102 | 2.2
5349 | Case & Switch HT Brass | EA | 354.5 | 53514007119 | 2.6
5350 | Switch Asm-HT | EA | 46 | 53514007126 | 0.2
5351 | Cordage & Term/HT/3'/16-3 SOW-A/Auto | EA | 24 | 53514007133 | 0.3
5352 | Rod,Float-Asm HT | EA | 113.5 | 53514007140 | 0.6
5353 | Rebuild Kit "3097" | EA | 380 | 53514007157 | 6
5354 | Cordage & Term/HT/6'/16-3 SOW-A/Nonauto | EA | 36.5 | 53514007164 | 0.75
5362 | Rebuild Kit M&D "3137"/(10/87-9/94) | EA | 739.5 | 53514007249 | 6
5366 | Rebuild Kit 3282 10/87-5/92 | EA | 788.5 | 53514007287 | 6
5369 | Cord Term&Seal HT/230V/15'/16-3 SJOW-A/A | EA | 102 | 53514007294 | 2
5383 | Case Switch & Cord 200V/1Ph | EA | 357.5 | 53514007348 | 13.5
5384 | Cord Term&Seal 200V/20'/16-3 SOW-A/Auto/ | EA | 97 | 53514007355 | 2.3
5385 | Cordage Term&Seal/20'//16-3 SOW-A/Na/200 | EA | 97 | 53514007362 | 2.3
5397 | Housing,Mtr-&Str 230V/1Ph "3097" | EA | 256 | 53514007379 | 10.5
5431 | Carton Asm "3097" | EA | 32 | 53514035716 | 2.5
5434 | Case Handle & Arm Brass/HT | EA | 311.5 | 53514007386 | 3.2
5435 | J-Box Asm "HT Na Pumps" | EA | 668 | 53514007393 | 1
5441 | Bracket Asm,Switch-"112" | EA | 47 | 53514007416 | 0.2
5450 | Cord Term&Seal 230V/90'/16-3 SOW-A/1Ph | EA | 504 | 53514007485 | 9
5454 | Guide Asm,Float Rod- | EA | 2.5 | 53514007508 | 0.01
5463 | Hardware Pak,"3161/3163/3282" | EA | 81.5 | 53514411312 | 0
5464 | Guide Asm,Float Rod-HT | EA | 21 | 53514207526 | 1.1
5465 | Cord Term&Seal 115V/35'/16-3 SOW-A | EA | 222 | 53514007522 | 3.36
5466 | Circuit Breaker,Conrol/For 10-0019 | EA | 435 | 53514007539 | 1
5467 | Cordage Term&Seals/35'/16-4 SOW-A/3Ph/Po | EA | 199 | 53514007546 | 3.4
5470 | Cord Term&Seal 115V/35'/16-3 SJTW or SJT | EA | 168.5 | 53514007577 | 3.36
5477 | Guide Asm,Float Rod-"262" | EA | 2.5 | 53514007607 | 0.01
5490 | Base-Mach "1137" | EA | 75.5 | 53514026325 | 8
5491 | Housing,Pump-Mach "1137" | EA | 86 | 53514007638 | 10.5
5552 | Switch,Alternating-For E-Pak | EA | 329 | 53514007966 | 2
5553 | Starter,Magnetic-For 10-0218 | EA | 302 | 53514007973 | 2
5556 | Cord Term&Seal 115V/50'/16-3 SJTOW-A/ | EA | 201.5 | 53514008000 | 5
5562 | Overload Protector For 10-0234 | EA | 193 | 53514008062 | 1
5566 | Cord Term&Seal 115V/15'/18-3 SJTW or SJT | EA | 47 | 53514008093 | 1.9
5567 | Overload For 10-0241 | EA | 192 | 53514008109 | 1
5568 | Relay For 10-0214 Control Panel | EA | 87.5 | 53514008116 | 1
5571 | Contactor #Aegl-Ls07 | EA | 87.5 | 53514008147 | 1
5573 | Switch,Toggle-Control Panel | EA | 16.5 | 53514008161 | 0.2
5587 | Seal,Pipe-3"(For 4"Hole) | EA | 20.5 | 53514026288 | 0.14
5588 | Seal,Pipe-2"(For 3"Hole) | EA | 16.5 | 53514026202 | 0.12
5591 | Hardware Pak,"PF & QJ" | EA | 77.5 | 53514008222 | 0.5
5639 | Pipe,Pvc 1.5" X 5" Sch 40 | EA | 12 | 53514069919 | 0.21
5642 | Fitting,Pvc 1.25" Reducing Slip X 1"FPT/ | EA | 3.5 | 53514069926 | 0.095
5643 | Fitting,Pvc 1" NPT To 1"Hose | EA | 3 | 53514069933 | 1.16
5644 | Fitting,Pvc 1.5" 90D Elbow/Sch 40 | EA | 7 | 53514034368 | 0.36
5645 | Fitting,Pvc 1.5" Tee/Sch40/(Pressure Fit | EA | 8.5 | 53514069971 | 0.509
5665 | Carton Asm "267" WWG | EA | 14.5 | 53514008321 | 2
5671 | Enclosure,Control-Nema 1 | EA | 372 | 53514008376 | 2
5676 | Switch,Mf-6'W/Term "505/1505" | EA | 52.5 | 53514028305 | 0.84
5677 | Charger,115Vac-12Vac/2A | EA | 26.5 | 53514030087 | 2
5686 | Paint,Green Spray | EA | 110.5 | 53514008413 | 1
5701 | Seal,O-Ring .093+/-.005 X 32.25 +/- .25" | EA | 3 | 53514029869 | 0.01
5703 | Hose & Clamp Asm | EA | 9 | 53514027803 | 0.9
5704 | Mounting Asm,Pump-"DC Pump" | EA | 6.5 | 53514027810 | 1
5705 | Cord,Power-"505/1505" | EA | 24 | 53514030544 | 1
5723 | Ring,Toilet Riser-.875"/ABS | EA | 6 | 53514315368 | 0.11
5732 | Ring,Toilet Wax-#1 Standard | EA | 5 | 53514315375 | 0.01
5738 | Carton,"50" Series-UPS | EA | 11 | 53514136628 | 0.697
5741 | Pipe,Pvc 2" X 30" Sch 40 | EA | 38 | 53514121051 | 1.7
5744 | Fitting,Pvc 2" NPT Adapter/Sch 40 | EA | 7 | 53514121068 | 0.01
5747 | Switch "112" | EA | 1288 | 53514025830 | 19
5750 | Contactor For 10-0239 | EA | 30.5 | 53514008444 | 1
5755 | Relay For 10-0214 | EA | 30.5 | 53514008475 | 1
5776 | Rail Stand-Off (1.5"/2"/3") | EA | 48.5 | 53514025151 | 2
5777 | Rail Top Guide (1.5"/2") | EA | 84 | 53514025168 | 2
5778 | Rail Disconnect Fitting (1.5") | EA | 248.5 | 53514025175 | 1
5779 | Rail Disconnect Fitting (2"), | EA | 1084 | 53514025182 | 2
5780 | Rail Floor Guide (1.5"/2") | EA | 111.5 | 53514025199 | 2
5781 | Rail Top Guide (3") Plastic | EA | 48.5 | 53514025205 | 0.2
5782 | Rail Dis Fitting (3") Plastic | EA | 493.5 | 53514025212 | 0.2
5783 | Rail Floor Flange (3") Plastic | EA | 44.5 | 53514025229 | 0.2
5806 | Cord Term&Seal 230V/35'/16-3 SOW-A/1Ph | EA | 227 | 53514025373 | 3.4
5818 | Switch Asm Rack Pack"130/260" Ah | EA | 54.5 | 53514025847 | 0.5
5828 | Relay For 10-0202 Control Panel | EA | 30.5 | 53514026486 | 1
5829 | Relay For 10-0243 Control Panel | EA | 147.5 | 53514026493 | 1
5833 | Cord Term&Seal 115V/50'/14-3 SO | EA | 384.5 | 53514026790 | 8.7
5843 | Seal,O-Ring - (3" Rail System) | EA | 12.5 | 53514027216 | 0.01
5867 | Seal,Cord-Bsn Cvr/2Hl/Slip/(For 2.0 Hl) | EA | 16 | 53514062316 | 0.01
5868 | Tie,Cable-11.5" Lg | EA | 1.5 | 53514045739 | 0.01
5882 | Seal,Pipe-1.5" (For 2.5"Hole) | EA | 13 | 53514029616 | 0.1
5926 | Bolt,Eye-.375-16 X 1.5" SS | EA | 128 | 53514030216 | 0.19
5929 | Tag,Id-Blank "50/98/264" | EA | 1 | 53514462864 | 0.01
5952 | Hardware Pak,30/36/48"D/2V2D/10'T/(17-00 | EA | 116 | 53514028763 | 3
5953 | Hardware Pak,30/36/48"D/2V3D/10'T/(17-00 | EA | 116 | 53514028770 | 3
5954 | Hardware Pak,30/36/48"D/3V3D/10'T/(17-00 | EA | 116 | 53514028787 | 3
5955 | Hardware Pak,30/36/48"D/3V2D/10'T/(17-00 | EA | 126.5 | 53514028794 | 5
5985 | Flapper Asm-2" For Plastic Check Valve | EA | 8 | 53514035440 | 0.7
6017 | Seal,Strap-1/2" Overlap/Steel | EA | 1.5 | 53514380021 | 0.01
6018 | Seal,Cord-Bsn Cvr/1 Hl/1 Cut/.300 Cd Hl/ | EA | 8 | 53514045692 | 0.079
6029 | Capacitor,40Uf/370Vac | EA | 27 | 53514103866 | 0.406
6034 | Wire,18Ga-C&S R 6.5" Lg | EA | 1 | 53514351892 | 0.0052
6041 | Seal,Rail Disconnect 4" | EA | 68.5 | 53514034375 | 0.26
6045 | Guide Rail Asm-Upper SS 4" | EA | 466.5 | 53514042448 | 10.25
6057 | Bracket,Lower Guide 4"/Stainless Steel | EA | 56 | 53514039462 | 2
6059 | Screw,.625-11 X2" Lg HH Cap-SS | EA | 11 | 53514040482 | 0.22
6060 | Screw,.375-16 X .75" Lg HH Cap-SS | EA | 1.5 | 53514040499 | 0.04
6061 | Washer,Lock-.625 Std Split-SS | EA | 1.5 | 53514040505 | 0.02
6063 | Oil,Dielectric-(19 Oz) HT | EA | 48.5 | 53514027759 | 1.188
6064 | Oil,Dielectric-(26 Oz)/HT | EA | 53.5 | 53514027766 | 1.53
6065 | Oil,Dielectric-(44 Oz)/HT | EA | 84.5 | 53514027773 | 2.75
6075 | Shaft Asm-5'XL "112" | EA | 413 | 53514027469 | 6.8
6083 | Cord Term&Seal 115V/50'/16-3 SJTOW-A/Non | EA | 202 | 53514027506 | 5.1
6085 | Cordage Term&Seals/50'/16-4 SOW-A/3Ph/Po | EA | 253.5 | 53514027636 | 4.1
6090 | Cord Term&Seal 115V/15'/16-3 SJOW-A/"WM2 | EA | 95.5 | 53514027872 | 1.9
6092 | Cord Term&Seal 115V/50'/14-3 SO | EA | 386.5 | 53514027889 | 8.7
6107 | Housing,Pump-Mach "98" | EA | 97.5 | 53514029449 | 11
6108 | Housing,Pump-Mach "1098" | EA | 136.5 | 53514029456 | 12
6112 | Carton,"98" | EA | 4 | 53514359225 | 0.42
6120 | Nut,#6-32 Serrated Hwh Lock-Zi | EA | 0.5 | 53514029876 | 0.001
6125 | Rail Top Guide 3" Brass | EA | 56 | 53514027964 | 2
6126 | Rail Dis Fitting 3" Brass | EA | 1238 | 53514027971 | 3
6127 | Rail Floor Guide 3" Brass | EA | 104.5 | 53514027988 | 2
6128 | Contactor For 10-0238 | EA | 152.5 | 53514027827 | 1
6135 | Capacitor & Clamp Asm/35 Uf 370V | EA | 30 | 53514027858 | 0.5
6145 | Seal,Cord-Donut/.670"Od/.415"Id/.281"Thk | EA | 3 | 53514351922 | 0
6156 | Hardware Pak,24"Dia/2V2D/10'T/Sim/(For 1 | EA | 81.5 | 53514028268 | 3
6157 | Hardware Pak,24"Dia/2Vd&3Vd/10'T/(For 17 | EA | 77 | 53514028275 | 3
6159 | Hardware Pak,24"Dia/3V3D/10'T/Sim/(For 1 | EA | 85.5 | 53514028299 | 3
6161 | Motor,Timing For 10-0202 Control | EA | 329.5 | 53514028510 | 1
6163 | Shaft Asm 2'XL "112" | EA | 153 | 53514028541 | 3.5
6165 | Rebuild Kit "405" | EA | 223.5 | 53514028862 | 6
6171 | Cordage Cond&Sls/HT/20'/16-3 Sow-A/Aut | EA | 869.5 | 53514028626 | 4.3
6174 | Conduit-Mach 8' "HT" | EA | 227.5 | 53514028947 | 0.8
6215 | Rod,Float-Molded/"98" | EA | 3 | 53514029043 | 0.0138
6221 | Terminal,Female Pin 12-14Ga | EA | 1.5 | 53514029401 | 0.01
6223 | Impeller-Mach "266/267/268" | EA | 53 | 53514175108 | 1.5
6226 | Cover,Pump Access/36"Dia/2V2D/10'Stack | EA | 156 | 53514028992 | 2
6261 | Cordage Cond&Sls/HT/20'/16-3 Sow-A/Non | EA | 869.5 | 53514029418 | 4
6281 | Cordage Cond&Sls/HT/10'/16-3 Sow-A/Non | EA | 461 | 53514029807 | 2.1
6282 | Conduit-Mach 10' "HT" | EA | 283.5 | 53514029784 | 0.8
6284 | Cord Term&Seal 230V/25'/14-3 SO/1Ph/Nona | EA | 276.5 | 53514029814 | 4.4
6285 | Cord Term&Seal 230V/25'/14-3 SO/1Ph/Auto | EA | 276 | 53514029821 | 4.4
6290 | Cord Term&Seal 115V/20'/14-3 SOW-A/Auto/ | EA | 210.5 | 53514029968 | 3.6
6291 | Cord Term&Seal 115V/20'/14-3 SOW-A/Nonau | EA | 220 | 53514029975 | 3.6
6294 | Cover & Cord 115/1Ph/50'/160/292 | EA | 508.5 | 53514030148 | 19.7
6296 | Bell,For 10-0202 | EA | 64.5 | 53514030292 | 0.5
6301 | Seal,Cord-Bsn Cvr/1 Hl/No Cut/.300 Cd Hl | EA | 5 | 53514189006 | 0.079
6302 | Seal,Foam-Clsd Cell Psa 1 X .25 X 60 | EA | 13 | 53514034382 | 1
6324 | Stator 575V/3Ph/1HP. | EA | 782 | 53514261108 | 8
6333 | Base-Mach "57/98" | EA | 39.5 | 53514030124 | 4.41
6334 | Base-Mach "1057/1098" | EA | 45 | 53514034399 | 4.75
6338 | Cord,230V/20'/14-3 SOW Or SOOW/15A Plug/ | EA | 112 | 53514346621 | 3.81
6339 | Nut,Scr,Washer Fg Basin(Welnut) | EA | 3 | 53514030001 | 0.1
6342 | Rotor & Brg 200/230/460/3P"405 | EA | 96 | 53514030063 | 5.25
6347 | Motor 230V/3Ph/1.5Hp/Ex Pr | EA | 5417.5 | 53514177898 | 30
6353 | Motor 230V/3Ph/5Hp/Ex Pr | EA | 7908 | 53514093846 | 231
6365 | Cover,4" Check Valve | EA | 188 | 53514030971 | 2
6366 | Flapper,4"Check Valve | EA | 333.5 | 53514030988 | 1
6367 | Seat,4" Check Valve | EA | 165.5 | 53514030995 | 1
6368 | Hinge,4" Check Valve | EA | 93 | 53514031008 | 0.25
6369 | Hinge Pin,Check Valve | EA | 18 | 53514031015 | 0.001
6370 | Plug,4" Check Valve | EA | 36 | 53514031022 | 0.25
6371 | Nut,Flapper-4"Check Valve | EA | 7 | 53514031039 | 0.02
6372 | Pin,Cotter-4" Check Valve | EA | 5.5 | 53514031046 | 0.003
6373 | Bolt,Cover Stud-4" Check Valve | EA | 7 | 53514031053 | 0.1
6374 | Nut,Cover Stud-4" Check Valve | EA | 3.5 | 53514031060 | 0.5
6375 | Gasket,Cover-4" Check Valve | EA | 19 | 53514031077 | 0.002
6376 | Gasket,Plug 4" Check Valve | EA | 3 | 53514031084 | 0.02
6377 | Washer,Flapper-4"Check Valve | EA | 6.5 | 53514031091 | 0.05
6401 | Washer,Lock Znstl #10 | EA | 0.5 | 53514035808 | 0.01
6402 | Washer,Lock SS .312 Id | EA | 0.5 | 53514084738 | 0.01
6404 | Washer,Lock SS .50 | EA | 1 | 53514035570 | 0.01
6405 | Screw,.375-16X1 HH S.S. Cap Screw | EA | 1.5 | 53514086756 | 0.016
6407 | Nut,Hex Znstl #10-24Nc(001822) | EA | 0.5 | 53514036874 | 0.01
6408 | Capacitor,590-708Uf/110-125Vac/(3.38"X 1 | EA | 38.5 | 53514180492 | 0.35
6413 | Washer,Flat 7/16Idx1"OD 3 3/32 SS | EA | 4 | 53514133078 | 0.026
6416 | Ring,Snap 1.041 Id Steel | EA | 2.5 | 53514084905 | 0.01
6417 | Ring,Snap 1.098 Id Steel | EA | 1 | 53514100612 | 0.02
6421 | Gasket, Casing-140 Frame | EA | 64 | 53514097578 | 0.2
6426 | Housing,Pump-Mach 3" Vert-Disc/Wet Pit | EA | 782 | 53514082895 | 48.92
6451 | Screw,.375-16 X 1.375 HH SS | EA | 2 | 53514133092 | 0.01
6454 | Washer,Imp .513Id SS | EA | 10.5 | 53514035587 | 0.08
6455 | Washer,Lock 3/4 SS | EA | 2 | 53514092894 | 0.04
6456 | Screw,.25-20 X .375 Soc Hd SS | EA | 1 | 53514083182 | 0.01
6460 | Plug,Pipe 1/4 SS | EA | 3 | 53514134365 | 0.02
6461 | Plug,Pipe 3/8 SS | EA | 8 | 53514083106 | 0.03
6462 | Key,.25 X .25 X 1.12 SS | EA | 12.5 | 53514035594 | 0.01
6463 | Screw,.5-13Nc X 1.0 Hex Hd SS | EA | 1.5 | 53514035600 | 0.08
6465 | Gasket, Sensor | EA | 6.5 | 53514035815 | 0.01
6466 | Screw,#10-24 X 1.25 Hex Steel | EA | 1 | 53514035822 | 0.01
6467 | Washer,Nylon | EA | 1 | 53514035839 | 0.001
6468 | Sensor,Moist 3.312" Lg Stl | EA | 13 | 53514035846 | 0.01
6470 | Ring,Snap 3.936 OD Steel | EA | 10.5 | 53514083144 | 1
6471 | Ring,Snap 1.387 Id Steel | EA | 4.5 | 53514083175 | 1
6472 | Clip,Motor | EA | 7 | 53514083113 | 0.01
6473 | Seal,Ring 5.987Id -163 Buna-N | EA | 2.5 | 53514042554 | 0.01
6474 | Seal,Ring 4.609Id -247 Buna-N | EA | 1 | 53514042561 | 0.01
6475 | Seal,Ring 9.984Id -274 Buna-N | EA | 3 | 53514035785 | 0.01
6476 | Seal,Ring 5.984Id -258 Buna-N | EA | 1.5 | 53514035488 | 0.01
6477 | Seal,Ring 7.984Id -266 Buna-N | EA | 2.5 | 53514035495 | 0.01
6478 | Seal,Ring 8.984Id -270 Buna-N | EA | 5 | 53514035501 | 0.01
6481 | Shim,Imp S/S 1.27Id (.015") 28Ga | EA | 4.5 | 53514035617 | 0.004
6483 | Wire,Sensor 16Gage 24"Lg | EA | 8 | 53514035853 | 0.01
6484 | Tubing,Shrink .375"Id X 1.5"Lg/3M MFP | EA | 2 | 53514056353 | 0.01
6486 | Shim,Imp S/S .891Id (.015") 28Ga | EA | 5 | 53514084776 | 0.01
6487 | Key,.187 X .187 X 1.12 SS | EA | 11.5 | 53514035518 | 0.01
6488 | Washer,Impeller .411 Id SS | EA | 4.5 | 53514035525 | 0.01
6489 | Cap,Pipe .75" NPT C.I. | EA | 21 | 53514174262 | 1
6491 | Shim,Imp S/S 1.27Id (.075") 14Ga | EA | 11.5 | 53514100209 | 0.01
6492 | Key,.156 X .156 X 1.000 Steel | EA | 10.5 | 53514100902 | 0.01
6495 | Jumper,Plate 18Ga | EA | 6.5 | 53514036898 | 0.01
6497 | Key,Stock .156X.156X12" Steel | EA | 9 | 53514042912 | 0.1
6499 | Gasket,Casing-180 Frame | EA | 34.5 | 53514042325 | 0.4
6500 | Seal,Shaft 1.5ID Cer/Carb(Buna-N) | EA | 57 | 53514035624 | 0.25
6502 | Leadwire Asm 25' 4-10Awg | EA | 549 | 53514040093 | 8.7
6503 | Wire Asm Sensor-25' 5-18Awg | EA | 225.5 | 53514040109 | 3.2
6504 | Spacer,Motor 7.44 Dia. X 1.5 W | EA | 1 | 53514042899 | 0.5
6505 | Spacer,Motor 7.44 Dia X 2.25 W | EA | 1 | 53514086817 | 0.9
6510 | Seal,Shaft 1.125 Dia Cer/Carb | EA | 50 | 53514039479 | 0.18
6522 | Housing,Bearing-Mach 180 Frame | EA | 785 | 53514086954 | 39
6524 | Impeller-Mach SO 8.313" Dia/180Fr/3"Sol | EA | 357 | 53514039561 | 17.25
6525 | Impeller-Mach SO 8.625" Dia/180Fr/3"Sol | EA | 357 | 53514035631 | 17.75
6527 | Impeller-Mach SO 7.000" Dia/180Fr/3"Sol | EA | 334.5 | 53514042318 | 15.75
6528 | Impeller-Mach SO 7.375" Dia/180Fr/3"Sol | EA | 311.5 | 53514110000 | 16
6529 | Impeller-Mach SO 7.750" Dia/180Fr/3"Sol | EA | 288 | 53514085261 | 16.25
6531 | Housing,Leadwire-Mach 180Frame | EA | 220.5 | 53514091514 | 10.5
6533 | Retainer,Seal-Mach 180 Frame | EA | 307.5 | 53514044022 | 8
6545 | Motor 230V/3Ph/1Hp | EA | 364 | 53514042721 | 28
6550 | Housing,Bearing-Mach/Wo Moisture Sensors | EA | 287.5 | 53514142018 | 18.75
6552 | Retainer,Seal-Mach 140 Frame | EA | 353 | 53514122492 | 22.75
6554 | Impeller-Mach SO 5.250"Dia/140Fr/2.5"So | EA | 215 | 53514042714 | 7.5
6555 | Impeller-Mach SO 6.000" Dia/140Fr/2.5"So | EA | 215 | 53514035532 | 8
6568 | Housing,Pump-Mach/4"D/3"Solid/Wetpit | EA | 1110.5 | 53514042387 | 84
6570 | Housing,Mtr-Mach 180 Fr | EA | 2414 | 53514113964 | 100
6576 | Housing,Pump-Mach 4"Dis 2.5 Sol | EA | 1746.5 | 53514082901 | 70
6578 | Housing,Pump-Mach/6"D/3"Solid/Wetpit | EA | 3018.5 | 53514175535 | 81
6580 | Impeller-Mach SO 9.500" Dia/180Fr/3"Sol | EA | 542.5 | 53514038793 | 21
6588 | Housing,Pump-Mach/4"D/3"Solid/Wetpit/Hih | EA | 1789.5 | 53514038809 | 84
6597 | Fan,Motor 180 Frame US Motors | EA | 24 | 53514042929 | 0.08
6598 | Impeller-Mach SO 8.875" Dia/180Fr/3"Sol | EA | 542.5 | 53514462345 | 0
6658 | Impeller-Mach SO 9.375" Dia/180Fr/3"Sol | EA | 542.5 | 53514331382 | 0
6664 | Seal,Rail Disconnect 6" | EA | 239.5 | 53514038083 | 0.5
6665 | Guide Rail Asm-Upper 6" S.S. | EA | 953 | 53514042493 | 9.58
6670 | Plate,Mounting-Mach 6"Dis/Cast Iron | EA | 530 | 53514299125 | 55
6698 | Screw,.75-10 X 2.25 HH SS | EA | 9 | 53514134242 | 0.37
6701 | Screw,.312 X .5" Lg Soc Hd Black Ox | EA | 1 | 53514083120 | 0.02
6702 | Washer,Flat #10 Stl | EA | 1 | 53514035860 | 0.01
6703 | Bearing,Radial 6201 | EA | 4.5 | 53514035549 | 0.082
6704 | Bearing,Radial 6205 | EA | 7.5 | 53514084929 | 0.282
6705 | Bearing,Radial 6206 | EA | 12 | 53514035556 | 3
6706 | Bearing,Radial 5308 | EA | 176.5 | 53514035792 | 2.32
6709 | Capacitor,460-552Uf/125V/(3.38"Lg X 1.44 | EA | 31.5 | 53514038731 | 0.25
6711 | Relay,Current | EA | 183 | 53514164096 | 0.4
6735 | PPL,Sensor-Moisture 3Hp-10Hp | EA | 609 | 53514424480 | 0
6738 | Impeller-Mach SO 9.250" Dia/180Fr/3"Sol | EA | 609 | 53514449513 | 0
6742 | Impeller-Mach SO 9.125" Dia/180Fr/3"Sol | EA | 542.5 | 53514130367 | 21.5
6746 | Housing,Mtr-Mach 140 Fr (Rev) | EA | 1201 | 53514118761 | 55
6747 | Stator 230/460/3Ph/1750/7.5"Fr/2.50"Stac | EA | 2073 | 53514097653 | 32
6748 | Stator 230/460V/3Ph/1750/7.5"Fr/3.25"Sta | EA | 2382.5 | 53514147297 | 42
6749 | Stator 230/460/3Ph/1750/7.5"Fr/4.75"Stac | EA | 1919.5 | 53514103286 | 58
6750 | Stator 230/460/3Ph/1750/7.5"Fr/5.00"Stac | EA | 2176 | 53514144920 | 62
6753 | Stator 200V/3Ph/1750/7.5"Fr/2.50"Stack | EA | 1555.5 | 53514095666 | 32
6754 | Stator 200V/3Ph/1750/7.5"Fr/3.25"Stack | EA | 2176.5 | 53514167059 | 42
6755 | Stator 200V/3Ph/1750/7.5"Fr/4.75"Stack | EA | 1377.5 | 53514336097 | 59
6757 | Spacer,Motor 7.44 Dia X 2.00 W | EA | 66 | 53514160883 | 0.8
6759 | Spacer,Motor 7.44 Dia X 3.75 W | EA | 22.5 | 53514167066 | 1.5
6762 | Impeller-Mach SO 6.375" Dia/140Fr/2.5"So | EA | 314.5 | 53514123727 | 5.375
6763 | Impeller-Mach SO 6.250" Dia/140Fr/2.5"So | EA | 215 | 53514139377 | 8.1
6764 | Impeller-Mach SO 6.125" Dia/140Fr/2.5"So | EA | 215 | 53514137472 | 8
6767 | Impeller-Mach SO 5.750" Dia/140Fr/2.5"So | EA | 215 | 53514127343 | 6.14
6768 | Impeller-Mach SO 5.625" Dia/140Fr/2.5"So | EA | 215 | 53514293680 | 7.5
6770 | Impeller-Mach SO 5.500" Dia/140Fr/2.5"So | EA | 215 | 53514135089 | 7.5
6771 | Impeller-Mach SO 5.375" Dia/140Fr/2.5"So | EA | 215 | 53514100827 | 7.3
6773 | Impeller-Mach SO 5.125" Dia/140Fr/2.5"So | EA | 215 | 53514135188 | 7.3
6774 | Impeller-Mach SO 5.000" Dia/140Fr/2.5"So | EA | 215 | 53514170226 | 7
6775 | Impeller-Mach SO 4.875" Dia/140Fr/2.5"So | EA | 215 | 53514140847 | 7
6776 | Impeller-Mach SO 4.750" Dia/140Fr/2.5"So | EA | 215 | 53514097561 | 6.9
6778 | Impeller-Mach SO 4.500" Dia/140Fr/2.5"So | EA | 215 | 53514106829 | 6.8
6779 | Impeller-Mach SO 6.000" Dia/180Fr/3"Sol | EA | 397 | 53514043407 | 15.5
6781 | Impeller-Mach SO 6.250" Dia/180Fr/3"Sol | EA | 381.5 | 53514471132 | 15.75
6785 | Impeller-Mach SO 6.750" Dia/180Fr/3"Sol | EA | 350 | 53514453909 | 15.75
6786 | Impeller-Mach SO 6.875" Dia/180Fr/3"Sol | EA | 342.5 | 53514082321 | 15.75
6787 | Impeller-Mach SO 7.125" Dia/180Fr/3"Sol | EA | 327 | 53514420208 | 16
6788 | Impeller-Mach SO 7.250" Dia/180Fr/3"Sol | EA | 319 | 53514136734 | 16.2
6789 | Impeller-Mach SO 7.500" Dia/180Fr/3"Sol | EA | 303.5 | 53514306458 | 16.5
6790 | Impeller-Mach SO 7.625" Dia//180Fr/3"Sol | EA | 296 | 53514247812 | 16.5
6791 | Impeller-Mach SO 7.875" Dia/180Fr/3"Sol | EA | 357 | 53514123550 | 17.5
6792 | Impeller-Mach SO 8.000" Dia/180Fr/3"Sol | EA | 357 | 53514129194 | 17.5
6793 | Impeller-Mach SO 8.125" Dia/180Fr/3"Sol | EA | 357 | 53514363055 | 17.5
6794 | Impeller-Mach SO 8.250" Dia/180Fr/3"Sol | EA | 357 | 53514331399 | 17.75
6798 | Impeller-Mach SO 6.500" Dia/140Fr/2.5"So | EA | 215 | 53514100605 | 16.75
6815 | Hardware Pak,"PF&QJ" Poly | EA | 52.5 | 53514030773 | 2
6817 | Valve,Unicheck-Plastic/2" PF/QJ | EA | 102 | 53514067632 | 1.6
6841 | Key,Woodruff #404/Carbon Steel | EA | 1 | 53514032661 | 0.01
6843 | Carton,"1062" Lancaster | EA | 6.5 | 53514042486 | 1
6846 | Nut,7/16-20 SS Hex | EA | 1 | 53514032678 | 0.03
6847 | Washer,7/16 Std Flat SS | EA | 0.5 | 53514032685 | 0.01
6874 | Carton,White/"3098,3137/3139" | EA | 16 | 53514262716 | 1.742
6894 | Switch,Mech/115V/20'Cd WO Plug/(For 10-0 | EA | 137.5 | 53514036379 | 2.5
6903 | Cord Term&Seal 230V/35'/14-3 SO/1Ph/Nona | EA | 338.5 | 53514030780 | 6.1
6916 | Overload For 10-0216 | EA | 205 | 53514031466 | 1
6917 | Cord Term&Seal 230V/50'/14-3 SO/1Ph/Nona | EA | 376.5 | 53514031718 | 8.6
6919 | Cordage Cond&Sls/HT/13'/16-3 Sow-A/Non | EA | 620.5 | 53514031817 | 2.7
6920 | Cord Term&Seal 230V/50'/16-4 SOW-A/3Ph/N | EA | 259 | 53514031824 | 4
6923 | Seal,Cord-Asm | EA | 20 | 53514031893 | 0.2
6925 | Cord Term&Seal 115V/ 9'/16-3 SJOW-A/Auto | EA | 48.5 | 53514031916 | 0.86
6926 | Cord Term&Seal 115V/15'/16-3 SJOW-A/Auto | EA | 94.5 | 53514031923 | 1.5
6927 | Cord Term&Seal 115V/ 9'/16-3 SJOW-A/Drai | EA | 61 | 53514031930 | 0.9
6929 | Cord Term&Seal 200V/10'/16-3 SOW-A/Auto | EA | 65.5 | 53514031954 | 1.8
6930 | Cord Term&Seal 200V/10'/16-3 SOW-A | EA | 65 | 53514032067 | 1.8
6931 | Case Switch & Cord 200V/1Ph/"284" | EA | 308.5 | 53514032074 | 13.1
6932 | Case Switch & Cord 200V/1Ph/"282" | EA | 302.5 | 53514032081 | 13.1
6934 | Cord Term&Seal 200V/15'/16-3 SOW-A/Na/"2 | EA | 82 | 53514032104 | 2.7
6938 | Cover & Cord 200V/1Ph "284" | EA | 266.5 | 53514032111 | 13.8
6949 | Rebuild Kit "98/1098" | EA | 112.5 | 53514032715 | 4
6964 | Bracket,Guide-Rail Brass | EA | 807.5 | 53514178826 | 1.4
6975 | Key,.375 X .375 X1.12 SS | EA | 31.5 | 53514088033 | 0.01
6976 | Washer,1.75 X .687 X .167 SS | EA | 8 | 53514088026 | 0.08
6980 | Screw,.625-11 X 1.25 HH SS | EA | 4 | 53514088040 | 0.17
6983 | Impeller-Mach SO 8.500" Dia/210Fr/3"SOl | EA | 349 | 53514401191 | 0
6989 | Impeller-Mach SO 8.000" Dia/210Fr/3"SOl | EA | 349 | 53514416348 | 0
6992 | Shim,Imp S/S .89Id (.030") 22Ga | EA | 10 | 53514102616 | 0.01
7011 | Seal,Shaft 1.50 Id/Tc-Tc/(Buna-N) | EA | 434.5 | 53514083168 | 0.001
7019 | Seal,Shaft 1.125 Id Tc-Tc/(Buna-N) | EA | 735.5 | 53514042707 | 0.16
7020 | Seal,Shaft 1.125 Id Tc-Carb/(Buna-N) | EA | 537 | 53514042660 | 0.25
7023 | Seal,Shaft 1.50 Id SC-SC (Buna-N) | EA | 249 | 53514084936 | 0.26
7024 | Seal,Shaft 1.50 Id Tc-Carb/(Buna-N) | EA | 161 | 53514102029 | 0.25
7026 | Seal,Shaft 1.50 Id Tc-Carb/(Viton) | EA | 1407 | 53514059552 | 0.26
7027 | Seal,Shaft 1.500 Id Cer-Carb/(Viton) | EA | 142.5 | 53514103484 | 0.25
7030 | Wire Asm Sensor-50' 5-18Awg | EA | 382.5 | 53514036294 | 6.7
7031 | Leadwire Asm 50' 4-10Awg | EA | 605.5 | 53514036300 | 17.9
7051 | Oil,Dielectric-(30.5 Oz) | EA | 45.5 | 53514032739 | 1.9
7061 | Impeller Asm 3Ph "284" | EA | 118.5 | 53514032845 | 3.5
7063 | Impeller Asm 3Ph "282" | EA | 93 | 53514032869 | 2.5
7070 | Alarm For 10-0201 | EA | 36.5 | 53514032999 | 1
7071 | Cord Term&Seal 200V/15'/16-3 SOW-A/Nonau | EA | 80.5 | 53514033002 | 2.7
7073 | Cover & Cordage 200V/1Ph 282 | EA | 311 | 53514033026 | 13.6
7075 | Carton Asm "53" WWG | EA | 4.5 | 53514033286 | 1
7086 | Overload 10-0218 | EA | 237.5 | 53514035310 | 1
7087 | Case & Switch HT "3098" | EA | 108 | 53514035327 | 5.7
7088 | Case Handle & Arm HT/"3098" | EA | 82 | 53514035334 | 5.6
7089 | Switch Asm "3098" | EA | 27.5 | 53514035341 | 0.2
7091 | Cordage & Term/HT/3'/16-4 SOW-SOOW/Auto/ | EA | 28 | 53514035365 | 0.5
7092 | Housing,Mtr-& Term Asm "3098" | EA | 76 | 53514035372 | 7
7093 | Capacitor Asm 10Uf 250V/"3098" | EA | 25.5 | 53514035389 | 0.4
7094 | Cordage & Term/HT/6'/16-4 SOW or SOOW/N | EA | 39.5 | 53514035396 | 1.1
7096 | Rebuild Kit M&D "3098"/(8/91-9/94) | EA | 598.5 | 53514035419 | 5
7126 | Ring,Snap 1.735 Id | EA | 6.5 | 53514092870 | 0.17
7127 | Seal,Ring 15.475Id -460 Buna-N | EA | 40.5 | 53514092856 | 0.02
7128 | Seal,Ring 14.984Id -281 Buna-N | EA | 54.5 | 53514092887 | 0.02
7129 | Seal,Ring 6.975Id -365 Buna-N | EA | 17.5 | 53514113841 | 0.02
7130 | Connector,Wirenut | EA | 24.5 | 53514134372 | 0.033
7131 | Seal,Shaft 1.875 Id Cer/Carb | EA | 176.5 | 53514045418 | 0.001
7132 | Washer,Lock SS .440 | EA | 0.5 | 53514174569 | 0.01
7133 | Nipple,Pipe 2" X 3"Black | EA | 12 | 53514445157 | 0
7136 | Housing,Pump-Mach 6"Disc/4"Sol/Wetpit | EA | 4935 | 53514136529 | 185
7139 | Impeller-Mach Vtx 6.875"Dia/180Fr/3.0"So | EA | 402.5 | 53514292157 | 0
7155 | Clamp,Cap Lead-Mach 250 Frame | EA | 138 | 53514037529 | 2.25
7156 | Washer,Flat 1.5 Idx2.25 OD SS | EA | 38 | 53514037536 | 0.01
7157 | Ring,Lock 1.09 Id Neoprene 75-85 Duro | EA | 64.5 | 53514037543 | 0.01
7158 | Clamp,Lead 250 Frame | EA | 322.5 | 53514037550 | 2.25
7169 | Seal,U-Cup 250 Frame 7.0" X .3125 Buna-N | EA | 25.5 | 53514037567 | 1
7186 | Screw,.25-20 X 1" L Flat Hex SS | EA | 0.5 | 53514083151 | 0.02
7189 | Terminal,Ring(#10Stud&18-14Ga) WW | EA | 0.5 | 53514250195 | 0.01
7190 | Sensor,Thermo Asm 125C | EA | 114.5 | 53514093006 | 0.1
7191 | Sensor,Thermo Asm 145C | EA | 112 | 53514042882 | 0.1
7200 | Screw,Stator #10-24 X 5.125"/Rd Hd/Sl/Zn | EA | 9 | 53514118778 | 0.02
7201 | Screw,Stator #10-24 X 3.375"/Rd Hd/Sl/Zn | EA | 9 | 53514359737 | 0.02
7202 | Screw,Stator #10-24 X 5.875"/Rd Hd/Zn Pl | EA | 9 | 53514080617 | 0.02
7204 | Tubing,Shrink .50" Id/3M MFP | EA | 16.5 | 53514481483 | 0.01
7205 | Tubing,Shrink .50"Id X 1.5"Lg/3M MFP | EA | 3 | 53514056360 | 0.01
7212 | Plate,Mounting-Mach 6"Rail Sys | EA | 67.5 | 53514038090 | 75
7222 | Impeller-Mach Vtx 7.375"Dia/180Fr/3.0"So | EA | 402.5 | 53514175245 | 12
7224 | Nut,Lock Conduit .5"NPT Plastic | EA | 2 | 53514085513 | 0.01
7226 | Impeller-Mach Cl 9.000" Dia/6"Dis/4"Sol/ | EA | 466.5 | 53514038205 | 26
7228 | Seal,U-Cup 250 Frame 6.125" X .3125 Buna | EA | 20.5 | 53514038212 | 1
7233 | Impeller-Mach Vtx 7.625"Dia/180Fr/3.0"So | EA | 402.5 | 53514133788 | 12
7244 | Impeller-Mach Br 6.500" Dia/SO/140Fr/2.5 | EA | 1060 | 53514308537 | 0
7252 | Impeller-Mach Br 5.750" Dia/SO/140Fr/2.5 | EA | 1023 | 53514128746 | 10.5
7253 | Impeller-Mach Br 5.625" Dia/SO/140Fr/2.5 | EA | 1023 | 53514208806 | 10.5
7258 | Impeller-Mach Br 5.250" Dia/SO/140Fr/2.5 | EA | 1023 | 53514253639 | 0
7259 | Impeller-Mach Br 5.125" Dia/SO/140Fr/2.5 | EA | 1023 | 53514368432 | 0
7261 | Impeller-Mach Br 4.875" Dia/SO/140Fr/2.5 | EA | 1023 | 53514159245 | 10
7262 | Impeller-Mach Br 4.750" Dia/SO/140Fr/2.5 | EA | 944.5 | 53514349011 | 0
7264 | Impeller-Mach Br 4.500" Dia/SO/140Fr/2.5 | EA | 1023 | 53514248512 | 9.5
7267 | Impeller-Mach SO 10.125"Dia/210Fr/3"Sol | EA | 627.5 | 53514312664 | 0
7271 | Impeller-Mach SO 9.625" Dia/210Fr/3"Sol | EA | 635 | 53514105679 | 27
7277 | Wire Asm Moisture Sensor180F | EA | 49.5 | 53514129019 | 0.01
7280 | Impeller-Mach Vtx 8.125"Dia/180Fr/3.0"So | EA | 402.5 | 53514387945 | 0
7281 | Plug,Oil 3/4"NPT Galv | EA | 2.5 | 53514083090 | 0.18
7303 | Impeller-Mach Cl 10.000"Dia/6"Dis/4"Sol/ | EA | 487.5 | 53514113858 | 27
7319 | Impeller-Mach Cl 9.500" Dia/6"Dis/4"Sol/ | EA | 466.5 | 53514327866 | 0
7387 | Key,Stock Raw .187X.187 S/S | EA | 15.5 | 53514039691 | 0.01
7390 | Nut,7/16-14Unc Hex S.S. | EA | 1.5 | 53514494360 | 0.03
7391 | Screw,.5-13 X1.50 Lg. H.H./S.S. | EA | 3 | 53514187491 | 0.01
7392 | Plug,Pipe 2"NPT Sq Hd/304SS | EA | 72.5 | 53514135195 | 2
7393 | Impeller-Mach Vtx 8.250"Dia/180Fr/3.0"So | EA | 402.5 | 53514153120 | 12.5
7394 | Housing,Mtr 250 Frame | EA | 7326.5 | 53514141493 | 52.7
7395 | Housing,Bearing-Mach 250Frame | EA | 3979.5 | 53514252571 | 112
7400 | Screw,7/16-14Unc X 1.25" Lg Hex Hd S.S. | EA | 2.5 | 53514174552 | 0.07
7403 | Gasket,Pump Hsg. 250 Frame | EA | 67 | 53514225551 | 0
7406 | Cap,Pipe 2.0" NPT C.I./11 1/2 Thrds Per | EA | 57 | 53514445164 | 0
7408 | Key,.4375X.4375X1.75" SS | EA | 18 | 53514134389 | 0.01
7410 | Washer,Flat.813"Idx2.5"OD X.16 | EA | 55 | 53514041939 | 0.15
7415 | Bearing,Radial 5312 | EA | 572 | 53514092863 | 6.72
7416 | Impeller-Mach Vtx 8.375"Dia/180Fr/3.0"So | EA | 402.5 | 53514286484 | 0
7418 | Impeller-Mach Vtx 8.500"Dia/180Fr/3.0"So | EA | 402.5 | 53514463816 | 0
7420 | Housing,Leadwire-Mach 250 Frame | EA | 2261.5 | 53514252595 | 10
7424 | Leadwire Asm 25' #2-4 Awg | EA | 5779.5 | 53514056322 | 41
7431 | Motor 460V/3Ph/30Hp | EA | 3920.5 | 53514113865 | 356
7434 | Screw,.75-16 Unf X 1.38" Lg Hexhead S.S. | EA | 14.5 | 53514126063 | 2
7440 | Seal,Shaft 1.875 Id TC-TC/(Buna-N) | EA | 874 | 53514103606 | 0.5
7441 | Leadwire Asm 50' #2-4 Awg | EA | 8077 | 53514056339 | 82
7445 | Housing,Pump-Mach 4"Dis.3"Solid Wet Pit | EA | 1153 | 53514124786 | 61
7453 | Relay,Universal Supco | EA | 99 | 53514107727 | 1
7454 | Leadwire Asm 75' #4-10 Awg | EA | 873.5 | 53514114688 | 27.3
7455 | Wire Asm Sensor-75' 5-18Awg | EA | 543 | 53514114695 | 10.1
7463 | Impeller-Mach Vtx 9.000"Dia/180Fr/3.0"So | EA | 402.5 | 53514185879 | 12.75
7464 | Impeller-Mach Vtx 9.125"Dia/180Fr/3.0"So | EA | 402.5 | 53514294151 | 13
7466 | Impeller-Mach Vtx 9.375"Dia/180Fr/3.0"So | EA | 402.5 | 53514333461 | 0
7467 | Impeller-Mach Vtx 9.500"Dia/180Fr/3.0"So | EA | 402.5 | 53514445331 | 0
7471 | Impeller-Mach Vtx 10.000Dia/180Fr/3.0"So | EA | 402.5 | 53514206277 | 12
7473 | Impeller-Mach Vtx 10.250Dia/180Fr/3.0"So | EA | 402.5 | 53514269265 | 0
7475 | Impeller-Mach Vtx 10.500Dia/180Fr/3.0"So | EA | 402.5 | 53514131579 | 13
7490 | Impeller-Mach SO 8.625" Dia/Br/180Fr/3"S | EA | 660 | 53514039707 | 0
7494 | Impeller-Mach SO 8.313" Dia/Br/180Fr/3"S | EA | 660 | 53514039745 | 0
7499 | Nipple,Pipe .75Npt X 2.5"Black | EA | 2 | 53514142025 | 0.216
7502 | Plug,Square Head 3"NPT Black Iron | EA | 44 | 53514290757 | 0
7503 | Screw,.625-11 X 2" Lg HH Zinc Pl. | EA | 3.5 | 53514290771 | 0.22
7504 | Gasket,Flange 4" | EA | 15 | 53514191269 | 1
7506 | Retainer,Seal-Mach 250Frame | EA | 828 | 53514039912 | 13
7510 | Housing,Pump-Mach 4"Dis/3"Solids/Dry Pit | EA | 1932 | 53514040758 | 84
7511 | Plate,Mounting Asm 6"Rail Sys | EA | 514.5 | 53514044527 | 80
7530 | Connector,Chain S.S. | EA | 254.5 | 53514040116 | 1
7549 | Cable,Lifting/SS/10'Lg/.25"Dia | EA | 264.5 | 53514040277 | 4
7551 | Cable,Lifting/SS/15'Lg/.25"Dia | EA | 293 | 53514040291 | 3
7554 | Impeller-Mach Cl 8.750" Dia/6"Dis/4"Sol/ | EA | 1362 | 53514040192 | 26
7561 | Impeller-Mach Vtx 8.250"Dia/Br/180Fr/3.0 | EA | 901.5 | 53514190392 | 17.1
7576 | Capacitor,30Uf/440Vac/(Size 3.75" X 1.75 | EA | 56.5 | 53514130862 | 0.5
7577 | Rotor 230V/1Ph/1750/7.5"Fr/4.00"Stack | EA | 650.5 | 53514170066 | 26
7579 | Rotor 200/230/460/575V/3P/1750/7.5"Fr/2. | EA | 488.5 | 53514177041 | 19
7580 | Rotor 200/230/460/575V/3P/1750/7.5"Fr/3. | EA | 523.5 | 53514110017 | 23
7581 | Rotor 200/230/460/575V/3P/1750/7.5"Fr/4. | EA | 590.5 | 53514086800 | 30
7582 | Rotor 200/230/460/575V/3P/1750/7.5"Fr/5. | EA | 1107 | 53514126018 | 31
7589 | Seal,Ring 8.234Id -267 Buna-N | EA | 3 | 53514098599 | 0.01
7597 | Capacitor,324-389Uf/110-125Vac/(2.75"L | EA | 23.5 | 53514135799 | 0.25
7605 | Hardware Pak,18"Dia/3V3D/10'T/Poly/(For | EA | 87.5 | 53514035747 | 2
7606 | Hub,Inlet-DWV 2" | EA | 79 | 53514035778 | 2
7607 | Flange,Disch 2" Slip Bolt-On/Plastic | EA | 45 | 53514035945 | 0.14
7608 | Flange,Vent 2" Thd (Jackel)/Plastic | EA | 56.5 | 53514035952 | 0.18
7610 | Seal,2-3"V/3D Sq Ring (Jackel) | EA | 5.5 | 53514035976 | 0.5
7611 | Flange,Disch 3" Slip Bolt-On/Plastic | EA | 53.5 | 53514035983 | 0.14
7613 | Seal,2"Disch Sq Ring (Jackel) | EA | 4 | 53514036003 | 0.01
7640 | Seal&FLG-Disch 1.5" Thrd(Jackel)/Plastic | EA | 13.5 | 53514036669 | 1
7642 | Capacitor,10Uf/250Vac/"98" | EA | 63.5 | 53514037031 | 0.14
7644 | Cord Term&Seal 230V/50'/14-3 SO/1Ph/Auto | EA | 375.5 | 53514036959 | 8.7
7650 | Wire Asm-F (1)Wire Black 6"Lg | EA | 2.5 | 53514037215 | 0.01
7657 | Alarm,Bell/4X Waterguard | EA | 174.5 | 53514037338 | 0.5
7669 | Flange,Disch 1.5" Slip W/Adapter & Seal/ | EA | 54 | 53514037741 | 1
7671 | Impeller Asm "405" (Keyed) | EA | 130 | 53514037840 | 5
7680 | Seal,Cord 16-2 Fs/Insp Plate | EA | 26 | 53514037895 | 0.1
7681 | Cover & Cord Asm 460V/3Ph/16Ga | EA | 343.5 | 53514037925 | 12.6
7682 | Impeller Asm 3Ph "161" | EA | 197.5 | 53514037932 | 1.8
7687 | Carton Asm "98" | EA | 9 | 53514039486 | 0.42
7688 | Fuse For 10-0110 | EA | 38.5 | 53514038052 | 0.001
7693 | Cord Term&Seal 200V/16-3 Korean/13'6"/Au | EA | 54.5 | 53514038113 | 1.6
7694 | Cord Term&Seal 200V/16-3 Korean/13'6"/Au | EA | 54.5 | 53514038120 | 1.6
7722 | Basin & Cover Asm/DP/PD/Rotomolded/2" in | EA | 398.5 | 53514073954 | 5
7725 | Hardware Pak,"Pd/Dp" | EA | 21 | 53514041250 | 2
7726 | Washer,.219"Idx.500"ODx.049 Zi | EA | 0.5 | 53514087005 | 0.1
7729 | Fitting,Pvc 1.5" NPT X 2"Slip Reducer/Sc | EA | 16.5 | 53514154738 | 0.35
7735 | Disc,Cutter- S.S. | EA | 75.5 | 53514214920 | 1.345
7736 | Cutter,S.S./Grinder/5 Blade | EA | 171 | 53514336820 | 1.38
7750 | Label,"Contains 1.5X2 Bushing" | EA | 0.5 | 53514485184 | 0.01
7751 | Bracket,Mtg-M Pak | EA | 173.5 | 53514037413 | 0.2
7757 | Plate,Seal-Mach."840-842/7011-7013" | EA | 81.5 | 53514087012 | 4.78
7761 | Screw,#10-24 X .875-Flt Sh Cap SS. | EA | 0.5 | 53514081805 | 0.01
7762 | Adapter-Mach "840" (Myers) | EA | 71 | 53514085537 | 2.8
7763 | Seal Asm,Shaft "840" | EA | 45 | 53514056254 | 0.1
7765 | Bearing,Radial 7306B | EA | 43 | 53514084769 | 0.84
7767 | Seal,Shaft Carbon/Rotary/"840" | EA | 23 | 53514235345 | 0.01
7768 | Screw,.25-20 X .75"Sh Cap SS. | EA | 0.5 | 53514081799 | 0.01
7769 | Ring,Snap-5100-100 Truarc | EA | 2 | 53514087029 | 0.01
7770 | Sensor,Moisture Asm "840/6840" | EA | 25 | 53514082246 | 0.01
7771 | Seal,Sq-Ring Adapter 840 | EA | 3 | 53514069681 | 0.01
7772 | Seal,Sq-Ring Seal Plate "840" | EA | 2.5 | 53514069698 | 0.01
7773 | Seal,Sq-Ring Cover "840" | EA | 1.5 | 53514083755 | 0.01
7774 | Screw,#10-24 X .625"Sh Cap SS | EA | 0.5 | 53514087036 | 0.01
7775 | Key,.1875X.1875X1.656 SS | EA | 9 | 53514087043 | 0.01
7783 | Fitting,Pvc 1.25"/90D Elbow/Slip X Slip/ | EA | 5 | 53514039639 | 0.01
7788 | Bracket Asm.-Fs Guide Rail Basin | EA | 151.5 | 53514190859 | 3.25
7790 | Screw,.25-20 X 1" Hhm-S.S. | EA | 0.5 | 53514087050 | 0.02
7792 | Seal Pak,S18" Dia 3V/1.5D Radon | EA | 43.5 | 53514073404 | 2
7793 | Seal Pak,S18"Dia 4V/1.5D Radon | EA | 43.5 | 53514061210 | 2
7797 | Switch,Mf-6' W/Terminal "510" | EA | 71 | 53514039646 | 0.88
7798 | Mounting Asm,Pump-"510" | EA | 18.5 | 53514039868 | 1
7802 | Case & Switch HT | EA | 115.5 | 53514038274 | 5.7
7805 | Paint,Green High Solid | EA | 116 | 53514089030 | 10
7807 | Paint,Black Pint Can Highsolid | EA | 21.5 | 53514039394 | 1
7810 | Motor Starter Relay (10-0050) | EA | 461 | 53514038489 | 1
7815 | Cable,S.S./.25"Dia X 15'/With S.S. Hook | EA | 508.5 | 53514038595 | 4
7816 | Holder,Cable S.S./Flt Sw | EA | 323.5 | 53514038618 | 2
7818 | Hub & Seal-Ci/6"/Curved/For 24"-72" Dia | EA | 187 | 53514038632 | 10
7848 | Clip,Tether Fs PF/QJ | EA | 2 | 53514039530 | 0.01
7856 | Hanger,Mounting"510"Control Box/Plastic | EA | 2 | 53514039875 | 1
7864 | Tie,Cable-Nylon | EA | 0.5 | 53514039837 | 0.001
7885 | Overload For 10-0272 | EA | 161.5 | 53514041106 | 2
7886 | Overload For 10-0273 | EA | 161.5 | 53514041113 | 2
7887 | Overload For 10-0274 | EA | 161.5 | 53514041120 | 2
7888 | Overload For 10-0275 | EA | 161.5 | 53514041137 | 2
7889 | Overload For 10-0276 | EA | 161.5 | 53514041144 | 2
7890 | Overload For 10-0277 | EA | 161.5 | 53514041151 | 2
7891 | Overload For 10-0278 | EA | 161.5 | 53514041168 | 2
7892 | Overload For 10-0279 | EA | 161.5 | 53514041175 | 2
7894 | Contactor,25Amp Max/T&O | EA | 879.5 | 53514041182 | 2
7897 | Hose & Clamp 2" Asm | EA | 28.5 | 53514054069 | 1
7911 | Cord Term&Seal 230V/20'/14-3 SOW-A/Nonau | EA | 210 | 53514040000 | 3.6
7913 | Cord Term&Seal 115V/20'/14-3 SOW-A/Nonau | EA | 196 | 53514040055 | 3.6
7914 | Cover & Cord 115V/1Ph/Na "292" | EA | 315.5 | 53514040062 | 14.6
7917 | M53 115V/1Ph/cCSAus/(105 Dp) | EA | 310 | 53514040550 | 22
7918 | M55 115V/1Ph/cCSAus/(110Drain Pump) | EA | 2211 | 53514059156 | 24
7919 | M57 115V/1Ph/cCSAus/(115 Dp) | EA | 340 | 53514043001 | 27
7920 | M59 115V/1Ph/cCSAus/(120 Drain Pump) | EA | 3009 | 53514059163 | 30
7921 | M98 115V/1Ph/cCSAus/(131 Drain Pump) | EA | 470 | 53514059170 | 39
7922 | Overload For 10-0242 | EA | 199.5 | 53514040796 | 1
7942 | Fuse,Lpsrk 15 | EA | 31 | 53514041557 | 0.2
7945 | Fuse,Lpj 6Sp | EA | 36 | 53514041564 | 0.01
7946 | Fuse,Lpj 3Sp | EA | 36 | 53514041571 | 0.01
7947 | Reducer,Bussmann 216R | EA | 43.5 | 53514041588 | 0.2
7950 | Transformer,Control Panel/Waterguard 208 | EA | 353 | 53514041632 | 2
7951 | Stator 115V/1Ph GE Unmachined | EA | 102 | 53514041670 | 3.6
7952 | Stator 230V/1Ph Unmachined "50 | EA | 136.5 | 53514041687 | 4.1
7980 | Rebuild Kit "280" (1/93 Thru Current) | EA | 194.5 | 53514042219 | 7
7987 | Switch,Mech Flt/SPB/240V/15'Cd/13Amp/1Hp | EA | 118.5 | 53514293215 | 1.68
7988 | Seal,Cord-Asm ED 130/260 | EA | 28.5 | 53514042257 | 0.2
8004 | Impeller-Mach SO 6.500" Dia/140Fr/3"Sol | EA | 292.5 | 53514320010 | 0
8005 | Impeller-Mach SO 6.375" Dia/140Fr/3"Sol | EA | 292.5 | 53514356118 | 0
8006 | Impeller-Mach SO 6.250" Dia/140Fr/3"Sol | EA | 292.5 | 53514184445 | 9.6
8007 | Impeller-Mach SO 6.125" Dia/140Fr/3"Sol | EA | 292.5 | 53514381011 | 9.6
8008 | Impeller-Mach SO 6.000" Dia/140Fr/3"Sol | EA | 292.5 | 53514243647 | 9.6
8009 | Impeller-Mach SO 5.875" Dia/140Fr/3"Sol | EA | 292.5 | 53514114657 | 9.5
8011 | Impeller-Mach SO 5.625" Dia/140Fr/3"Sol | EA | 292.5 | 53514121372 | 9.4
8012 | Impeller-Mach SO 5.500" Dia/140Fr/3"Sol | EA | 292.5 | 53514112585 | 9.3
8013 | Impeller-Mach SO 5.375" Dia/140Fr/3"Sol | EA | 292.5 | 53514303310 | 9.3
8014 | Impeller-Mach SO 5.250" Dia/140Fr/3"Sol | EA | 292.5 | 53514123970 | 9.2
8016 | Impeller-Mach SO 5.Oo0" Dia/140Fr/3"Sol | EA | 292.5 | 53514453916 | 9.1
8017 | Impeller-Mach SO 4.875" Dia/140Fr/3"Sol | EA | 292.5 | 53514425760 | 9
8018 | Impeller-Mach SO 4.75O" Dia/140Fr/3"Sol | EA | 292.5 | 53514499617 | 9
8021 | Clamp,Lead-Machined | EA | 262.5 | 53514062064 | 1
8024 | Sensor,Moisture Kit (Old 6600)/140 Frame | EA | 121.5 | 53514045371 | 0.1
8025 | Sensor,Moisture Kit(6650-6671) 180 Frame | EA | 142 | 53514045388 | 0.1
8026 | Sensor,Moisture Kit 250 Frame | EA | 188.5 | 53514045395 | 0.1
8034 | Clamp,Lead-Mach Tapped .75"NPT Cond Conn | EA | 276.5 | 53514087531 | 1
8036 | Cable,Lifting/SS/25'Lg/.25"Dia | EA | 349.5 | 53514256784 | 12
8038 | Screw,#10-24 X .375" Lg Pan Hd Sltd Zinc | EA | 0.5 | 53514324841 | 0.01
8040 | Key,.25 X .25 X 1.12" Steel. | EA | 7.5 | 53514083137 | 0.02
8113 | Stator 200V/3Ph/1750/6.25"Fr/2.75"Stack | EA | 790.5 | 53514491048 | 15.8
8117 | Stator 230-460V/3Ph/1750/6.25"Fr/3.00"St | EA | 792 | 53514333430 | 17.13
8123 | Rotor/200-230-460-575V/3P/1750/6.25"Fr/3 | EA | 426.5 | 53514173432 | 10.8
8124 | Rotor 200-230-460-575V/3P/1750/6.25"Fr/3 | EA | 431 | 53514151454 | 11.26
8125 | Rotor 230V/1Ph/1750/6.25"Fr/3.50"Stack | EA | 626.5 | 53514481001 | 12.88
8146 | Impeller-Mach SO 7.125" Dia/Br/180Fr/3"S | EA | 2996 | 53514133085 | 18
8148 | Impeller-Mach SO 7.375" Dia/Br/180Fr/3"S | EA | 2980.5 | 53514334147 | 18.2
8151 | Impeller-Mach SO 7.750" Dia/Br/180Fr/3"S | EA | 2957 | 53514102500 | 18.4
8155 | Impeller-Mach SO 5.750" Dia/180Fr/3"Sol | EA | 412.5 | 53514053772 | 17.5
8165 | Seal,Shaft 1.25 Id Cer/Carb (Buna) | EA | 49.5 | 53514103378 | 0.205
8166 | Seal,Shaft 1.25 Id TC-TC/(Buna-N) | EA | 395 | 53514103385 | 0.2
8167 | Seal,Shaft 1.25 Id TC-Carb/(Buna-N) | EA | 748 | 53514103392 | 0.2
8168 | Seal,Shaft 1.75 Id Cer/Carb (Buna) | EA | 77.5 | 53514103507 | 0.2
8169 | Seal,Shaft 1.75 Id TC-TC/(Buna-A) | EA | 1465.5 | 53514103514 | 0.5
8170 | Seal,Shaft 1.75 Id TC-Carb/(Buna-N) | EA | 813.5 | 53514103538 | 0.5
8171 | Seal,Shaft 2.00Id Cer/Carb (Buna) | EA | 444.5 | 53514103699 | 0.6
8172 | Seal,Shaft 2.00 Id TC-TC/(Buna-N) | EA | 1523.5 | 53514103705 | 0.6
8173 | Seal,Shaft 2.00 Id TC-Carb/(Buna-N) | EA | 885.5 | 53514103729 | 0.6
8174 | Seal,Shaft 1.125 Id Cer/Carb (Viton) | EA | 280 | 53514103323 | 0.18
8175 | Seal,Shaft 1.125 Id TC-TC/(Viton) | EA | 867.5 | 53514103330 | 0.18
8176 | Seal,Shaft 1.125 Id TC-Carb/(Viton) | EA | 914 | 53514103354 | 0.18
8177 | Seal,Shaft 1.25Id Cer/Carb (Viton) | EA | 410 | 53514103415 | 0.18
8178 | Seal,Shaft 1.25 Id TC-TC/(Viton) | EA | 1468.5 | 53514103422 | 0.2
8179 | Seal,Shaft 1.25 Id TC-Carb/(Viton) | EA | 870.5 | 53514103446 | 0.2
8180 | Seal,Shaft 1.50 Id TC-TC/(Viton) | EA | 1625 | 53514103491 | 0.1
8181 | Seal,Shaft 1.75 Id Cer/Carb (Viton) | EA | 494.5 | 53514103552 | 0.5
8182 | Seal,Shaft 1.75 Id TC-TC/(Viton) | EA | 1654 | 53514103569 | 0.5
8183 | Seal,Shaft 1.75 Id TC-Carb/(Viton) | EA | 1002 | 53514103583 | 0.5
8184 | Seal,Shaft 1.875 Id Cer/Carb (Viton) | EA | 590.5 | 53514103644 | 0.5
8185 | Seal,Shaft 1.875 Id TC-TC/(Viton) | EA | 1154.5 | 53514103651 | 0.5
8187 | Seal,Shaft 2.00 Id Cer/Carb (Viton) | EA | 626.5 | 53514103743 | 0.6
8188 | Seal,Shaft 2.00 Id TC-TC/(Viton) | EA | 1802.5 | 53514103750 | 0.6
8189 | Seal,Shaft 2.00 Id TC-Carb/(Viton) | EA | 1097 | 53514103774 | 0.6
8190 | Capacitor,Start 216-259 Uf/220-250VAC | EA | 58.5 | 53514386467 | 0.2
8199 | Stator 230V/1Ph/1750/7.5"Fr/4.00"Stack | EA | 1713 | 53514288754 | 51
8200 | Stator 230V/1Ph/1750/7.5"Fr/5.00"Stack | EA | 3246.5 | 53514186647 | 62
8222 | Motor 230/460/3P/25Hp/Us | EA | 9522 | 53514436636 | 279
8223 | Fan,Motor 250 Frame | EA | 211.5 | 53514113872 | 0.2
8224 | Housing,Bearing-Mach 250 Frame (Revised) | EA | 3256.5 | 53514253592 | 115.2
8225 | Bearing,Radial 6207 | EA | 15 | 53514172480 | 0.645
8357 | Seal,Ring 5.987 Id -163 Viton | EA | 7 | 53514059569 | 0.1
8358 | Seal,Ring 4.609 Id -247 Viton | EA | 7 | 53514059576 | 0.1
8359 | Seal,Ring 9.984Id -274 Viton | EA | 19.5 | 53514059583 | 0.1
8362 | Seal,Ring 8.984Id -270 Viton | EA | 24.5 | 53514166564 | 0.1
8363 | Seal,Ring 8.234Id -267 Viton | EA | 256 | 53514319533 | 0.01
8365 | Gasket,Pump Hsg. 180 Fr 75 Duro Viton | EA | 155 | 53514087524 | 0.1
8367 | Seal,Ring 15.475Id -460 Viton | EA | 70 | 53514319519 | 0
8368 | Seal,Ring 14.984Id -281 Viton | EA | 45 | 53514319540 | 0.01
8369 | Seal,Ring 6.975Id -365 Viton | EA | 41 | 53514344634 | 0
8371 | Seal,U-Cup 250 Frame 7.0" X .3125" Viton | EA | 209 | 53514319557 | 0.1
8387 | Impeller-Mach SO 10.625"Dia/180Fr/3"Sol | EA | 540 | 53514193324 | 28
8392 | Motor 230/460V/3Ph/20Hp/Us (Revised) | EA | 7073 | 53514438852 | 239
8403 | Impeller-Mach SO 9.500" Dia/Br/180Fr/3"S | EA | 660 | 53514106201 | 27
8419 | Oil,Dielectric/Chevron ISO 22/1 Gal Can | EA | 138.5 | 53514062699 | 8
8420 | Oil,Dielectric/Chevron ISO 22/5 Gal Can | EA | 445 | 53514062705 | 40
8421 | Motor 460V/3Ph/30Hp/Us | EA | 9227.5 | 53514417741 | 0
8422 | Motor 460V/3Ph/40Hp/Us | EA | 9672 | 53514134396 | 2
8426 | Gasket,Flange 6" | EA | 17.5 | 53514279233 | 0
8445 | Impeller-Mach SO As Cast 8"Dia/180Fr/3"S | EA | 212.5 | 53514311018 | 14.85
8451 | Screw,.375-16 X 1.25" Lg Socket Flathead | EA | 2.5 | 53514317560 | 0.04
8452 | Housing,Bearing Asm/250 Frame | EA | 3995 | 53514068080 | 129
8489 | Rotor 230V/1Ph/1750/6.25"Fr/4.00"Stack | EA | 652.5 | 53514123734 | 13.6
8505 | Carton,Mini Drain "104" | EA | 8 | 53514041854 | 1.5
8515 | Pipe,Discharge-Asm QJ/PF | EA | 42 | 53514042837 | 0.3
8524 | Flapper Asm Unicheck 840 | EA | 45.5 | 53514049966 | 0.325
8528 | Guard,Cutter-Plastic 820/840 | EA | 6 | 53514069704 | 0.063
8533 | Washer,Retaining-"840" | EA | 2.5 | 53514081812 | 0.01
8534 | Housing,Pump-Mach "840" | EA | 203 | 53514060022 | 11.76
8535 | Cordage,14-6 SOW Or SOOW/CSA/UL | EA | 9.5 | 53514187903 | 0.131
8537 | Cordage,18-2 SOW Or SOOW/CSA/UL | EA | 2 | 53514187910 | 0.071
8540 | Tie,Wire "840" | EA | 10.5 | 53514251291 | 0.01
8542 | U-Bolt,Rail Sys. S.S. | EA | 64 | 53514087784 | 0.114
8550 | Insp.Plate 30"Lid/W4"Hole W4" Adapteflex | EA | 150 | 53514042639 | 1
8569 | Cord Term&Seal 115V/50'/14-3 SO/20A Plg/ | EA | 383 | 53514042974 | 8.7
8570 | Rebuild Kit "3282" (6/92-11/92) | EA | 795 | 53514042981 | 6
8571 | Rebuild Kit "3282" (12/92 Thru 9/94) | EA | 793.5 | 53514042998 | 6
8585 | Fuse,250V/Fusetron Fnm-1 | EA | 15 | 53514043070 | 0.01
8586 | Fuse,250V/Cc-Tr- On Fnq-R-1 | EA | 41.5 | 53514043087 | 0.01
8594 | Motor 460V/3Ph/5Hp/Ex Pr | EA | 4800 | 53514043674 | 200
8634 | Kit,Wax Ring Seal | EA | 33 | 53514044459 | 2.1
8646 | Base-Mach "267" | EA | 64.5 | 53514047498 | 9.5
8656 | Cord Term&Seal 115V/35'/16-3 Sjow-A/Na/ | EA | 185.5 | 53514044039 | 3.6
8665 | Cord Term&Seal 115V/35'/14-3 SO/1Ph/Nona | EA | 236 | 53514044312 | 1
8668 | Cord Term&Seal 115V/25'/14-3 SO/20A Plg/ | EA | 282.5 | 53514044497 | 4.4
8713 | Hook,Float Switch S.S. | EA | 63.5 | 53514100520 | 0.182
8715 | Nipple,Pipe 1.25"X1.625"/Close/(Galv) | EA | 14 | 53514102364 | 0.28
8716 | Nipple,Pipe 1.25Npt X 10(Galv) | EA | 29.5 | 53514102388 | 1.91
8717 | Nipple,Pipe 1.25Npt X 12(Galv) | EA | 44.5 | 53514102357 | 2.07
8718 | Nipple,Pipe 2" X 6 (Galv) | EA | 11.5 | 53514102401 | 1.035
8719 | Fitting,Galv 1.25" X 1.25" 90D Elbow | EA | 16.5 | 53514102371 | 1.095
8720 | Fitting,Galv 2" X 1.25" 90D Elbow | EA | 22 | 53514102395 | 2
8731 | Fitting,Pvc 1.25/9OD Street El/Fem Slipx | EA | 7 | 53514087067 | 0.3
8732 | Fitting,Pvc 1.25" 45D Elbow/Sch 40 | EA | 4.5 | 53514369408 | 0
8738 | Pipe,Pvc 2" X 34" Sch 40 (For 72" Basin) | EA | 49 | 53514323110 | 0
8742 | Seal,O-Ring (334) | EA | 4 | 53514118037 | 0.1
8745 | Gasket,"840" Rail System | EA | 6 | 53514087777 | 0.01
8750 | Screw,.313-18 X 2" HH Cap S.S. | EA | 1.5 | 53514101169 | 0.01
8759 | Capacitor,Run-45Uf/370V/3.75"Lg X 2"Dia | EA | 29.5 | 53514465667 | 0.494
8761 | Carton Asm "840" | EA | 81.5 | 53514221867 | 6.285
8772 | Clamp,Worm Drive Hose/SAE 16/SS | EA | 2.5 | 53514142315 | 0.46
8773 | Washer,Flat.375"Id X.875"OD X.083 S.S. | EA | 0.5 | 53514087791 | 0.01
8780 | Base-Molded, "1264/1266" | EA | 28 | 53514079710 | 1.07
8787 | Hardware Pak,PF/QJ Wax Ring Kit | EA | 10 | 53514315382 | 1
8792 | Valve,Unicheck/1.25" Female NPT "840" | EA | 214.5 | 53514111625 | 7.5
8803 | Parts,Small-Kit "98" | EA | 13.5 | 53514048433 | 0.2
8806 | Washer,Flat-SS .375 .438Id X 1.000 OD X. | EA | 0.5 | 53514255220 | 0.01
8808 | Washer,Lock-SS .25"Regular Helical Sprin | EA | 0.5 | 53514084981 | 0.01
8810 | Nipple,Pipe 1.5"X 8"Galv | EA | 42.5 | 53514328702 | 1.83
8811 | Nipple,Pipe 1.25"NPT X 32"/Galv W-Weep H | EA | 101 | 53514362935 | 0
8813 | Seal,Pipe-1.25" (For 2" Hole) | EA | 14 | 53514082284 | 0.09
8814 | Shim,Slotted-Plastic (.125) | EA | 1.5 | 53514144746 | 0.01
8815 | Shim,Slotted-Plastic (.063) | EA | 1 | 53514368173 | 0.01
8820 | Pipe,Pvc 1.25" X 4.25" Sch 40 | EA | 11 | 53514158347 | 0.152
8825 | Washer,Flat #10-SS .219 Id X .440 OD X . | EA | 0.5 | 53514333003 | 0.01
8826 | Washer,Lock #10-SS Helical Spring | EA | 0.5 | 53514420505 | 0.01
8827 | Seal,Cord-T&B(2920Nm) | EA | 61.5 | 53514085506 | 0.59
8828 | Seal,Cord-T&B (2921Nm) | EA | 53 | 53514084806 | 0.52
8829 | Washer,Sealing .313 SS | EA | 1.5 | 53514087814 | 0.01
8833 | Adapter-Mach Lower/Dbl Sl | EA | 108.5 | 53514080501 | 8.7
8835 | Adapter-Mach Upper/Dbl Sl/Mst Sn | EA | 228 | 53514082482 | 16.1
8853 | Carton,"Dbl Sl "4160-4290/6160-6290" | EA | 26.5 | 53514328047 | 2.445
8862 | Adapter-Mach Upper/ W/O Sensor | EA | 210 | 53514080495 | 16.1
8894 | Nut,Lock .75"NPT Plastic | EA | 3 | 53514194437 | 0.01
8895 | Seal,O-Ring-.5" NPT | EA | 2.5 | 53514085520 | 0.01
8896 | Seal,O-Ring- .75" NPT | EA | 5.5 | 53514194420 | 0.01
8897 | Resin,Insulating-Elect. Size A | EA | 66.5 | 53514063313 | 0.29
8899 | Seal,Foam-Clsd Cell Psa 1 X .25 X 12 | EA | 9 | 53514169824 | 0.01
8994 | Pump,King 12V DC | EA | 101.5 | 53514050252 | 3
8995 | Housing,Pump-Mach Asm.-Homeguard | EA | 189 | 53514050269 | 1
8996 | Hose & Washer Asm-Homeguard | EA | 9.5 | 53514050276 | 0.287
8997 | Clamp,Hose-SS 7/16-1"Dia(No. 8) | EA | 4.5 | 53514050283 | 0.04
8999 | Ejector Asm-Homeguard | EA | 24 | 53514050306 | 0.12
9001 | Seal,O-Ring (213) Homeguard | EA | 0.5 | 53514050320 | 0.002
9002 | Seal,O-Ring (204) Homeguard | EA | 1 | 53514050337 | 0.0001
9008 | Cap & Washer 1.25"NPT-Homeguard | EA | 18 | 53514050399 | 0.046
9051 | Oil,Dielectric-(57 Oz) | EA | 63 | 53514050023 | 3.56
9053 | Cordage Term&Seal/20'/18-2 SOW-A/MS/1Ph/ | EA | 91.5 | 53514050047 | 1.5
9054 | Cordage Term&Seal/20'/14-6 SOW-A/Power/" | EA | 341.5 | 53514050054 | 2.65
9055 | Adapter Asm Grinder | EA | 856 | 53514050061 | 28
9056 | Oil,Dielectric (12 Oz) | EA | 30.5 | 53514050078 | 0.75
9057 | Cutter & Disc Asm Grinder | EA | 324 | 53514050085 | 3.2
9064 | Oil,Dielectric-(67 Oz) | EA | 69.5 | 53514050122 | 4.19
9066 | Cordage Term&Seal/20'/18-4 SOW-A/M&T Sen | EA | 179.5 | 53514050146 | 2.4
9067 | Seal,Cord-Asm | EA | 19.5 | 53514050160 | 0.2
9078 | Charger,DC Asm "507"(OLD STYLE) | EA | 335 | 53514051716 | 7.5
9081 | Fuse Holder,In-Line-Type hhb | EA | 5.5 | 53514100568 | 0.02
9082 | Fuse,250V/Mda-15 | EA | 4 | 53514051723 | 0.01
9084 | Hardware Pak,507/1507 | EA | 27 | 53514089221 | 0.41
9105 | Relay W/O Brkt 115V-Emb | EA | 13.5 | 53514217792 | 0.1
9107 | Relay W/O Brkt 230V-Emb | EA | 13.5 | 53514219598 | 0.2
9111 | Screw,#8-32 X .625" Ph R.H. Type F-410 S | EA | 0.5 | 53514057527 | 0.01
9117 | Bracket,Switch Mtg./Qwik Jon/Power Flush | EA | 34.5 | 53514057435 | 0.2
9118 | Rod,Float-Vert Switch(PF/QJ/Poly) | EA | 7.5 | 53514057534 | 0.0475
9119 | Float,Mech Switch (PF/QJ) | EA | 5.5 | 53514057541 | 0.05
9120 | Float Rod Stop-Mech Switch (PF&QJ) | EA | 1.5 | 53514057565 | 0.025
9121 | Float Rod Retaining Pin-Mech Switch (PF/ | EA | 1 | 53514057558 | 0.025
9124 | Hardware Pak,"PF&QJ" Poly | EA | 59 | 53514054618 | 0.5
9126 | Wire Asm Sensor Moisture | EA | 7.5 | 53514082123 | 0.01
9127 | Bracket-Mach Guide Rail "Wedge" | EA | 43.5 | 53514424442 | 3
9129 | Fitting,PVC 1.25" Coupling/Slip x Slip/S | EA | 2.5 | 53514069940 | 0.116
9139 | Hardware Pak,18"Split Cvr/2-3V/3D(For 17 | EA | 43.5 | 53514064198 | 0.1
9162 | Rebuild Kit "840/6840" | EA | 435.5 | 53514052324 | 10
9170 | Seal,Pipe-1.5"(For 3"Hl) | EA | 16.5 | 53514053352 | 1
9213 | Cable,Lifting/SS/20'Lg/.25"Dia | EA | 321 | 53514053567 | 5
9228 | Hardware Pak,24"Dia/2D/Sim/(For 17-0032/ | EA | 76.5 | 53514065423 | 0.1
9229 | Hardware Pak,24"Dia/3D/Sim/(For 17-0033/ | EA | 63 | 53514065430 | 0.1
9233 | Screw,.25-20 X 1 HH Cap-S.S. | EA | 0.5 | 53514086763 | 0.01
9239 | Hardware Pak,18"Dia/2V2D/10'T/Sim/(For 1 | EA | 31.5 | 53514065461 | 0.1
9240 | Hardware Pak,18"Dia/3V3D10'T/Sim/(For 17 | EA | 60 | 53514065478 | 0.1
9266 | Hardware Pak,18"Dia/2Vd&3Vd/10'T/(For 17 | EA | 60 | 53514067168 | 0.1
9278 | Washer,.375-Standard/SS | EA | 0.5 | 53514086770 | 0.01
9279 | Cover,S-24"Dia/2V2D/10'T/.25"Thk/(For 17 | EA | 674.5 | 53514200091 | 50
9280 | Cover,S-24"Dia/3V3D/10'T/.25"Thk/(For 17 | EA | 674.5 | 53514200107 | 50
9288 | Hardware Pak,18"Dia/2V2D/10'T/Sim/(For 1 | EA | 76.5 | 53514067175 | 2
9289 | Hardware Pak,18"Dia/2Vd&3Vd/10'T/(For 17 | EA | 74.5 | 53514067182 | 0.1
9291 | Screw,.250-20 X .5 HH Cap Screw-SS | EA | 0.5 | 53514486020 | 0
9344 | Hardware Pak,Switch/(PF/QJ) Poly | EA | 14.5 | 53514054625 | 0.15
9357 | Tank-Poly (Z171) | EA | 187 | 53514057909 | 11
9358 | Lid-Poly (Z170/171) | EA | 26 | 53514057916 | 2
9360 | Filter-Assembly (171 Filter System) | EA | 212.5 | 53514057893 | 6
9453 | Housing,Switch-Mach/Hi-Temp/Auto | EA | 135.5 | 53514055622 | 5.6
9454 | Housing-Switch-Mach/Hi-Temp/Non-Auto | EA | 124.5 | 53514055639 | 5.6
9462 | Body Asm,Unichk-1.25/1.5W/Weep Hole/Stl | EA | 17 | 53514056476 | 1.6
9464 | Nut,#8-32 Hex SS | EA | 0.5 | 53514358914 | 0.01
9465 | Washer,Flat #8 SS.188Id X.438OD X.049"Th | EA | 0.5 | 53514358921 | 0.01
9483 | Cord Term&Seal 115V/35'/16-3 Sjow/Aut | EA | 186 | 53514056384 | 3.6
9507 | Impeller Asm 3Ph "137" | EA | 65.5 | 53514056599 | 2.75
9508 | Rebuild Kit 3Ph "137" | EA | 90.5 | 53514056605 | 2
9524 | Impeller-Mach Br "270" | EA | 147 | 53514501655 | 2
9530 | Seal,Hole-1/2" Conduit Hole (Hoffman #As | EA | 57 | 53514158026 | 1
9531 | Hardware Pak,Dup Cover/30"/3V1.25D | EA | 110.5 | 53514184261 | 3
9532 | Hardware Pak,Sim Cover/24"/3V1.25D | EA | 81.5 | 53514175986 | 3
9540 | Bearing,Radial 6302 | EA | 8 | 53514083199 | 0.2
9545 | Screw,.25-20 X .75Lg HH SS (Nylock Pre-C | EA | 3 | 53514081782 | 0.01
9565 | Cord Term&Seal 115V/25'/16-3 Sjow/Na/ | EA | 135.5 | 53514057978 | 2.5
9566 | Seal,Shaft 1/2"(John Crane Type 6A) "140 | EA | 10.5 | 53514351946 | 0
9567 | Seal,Shaft Carbon/Stationary/(John Crane | EA | 7 | 53514351953 | 0.03
9578 | Seal,Cord-Bsn Cvr/2 Hl/2 Cut/.300 Cd Hl/ | EA | 7.5 | 53514059866 | 0.08
9586 | Fitting, Union 1.5" Slip X Slip/Pvc/Sc | EA | 38.5 | 53514059873 | 3
9594 | Cord Term&Seal 230V/50'/16-3 SOW-A/1Ph | EA | 385.5 | 53514056780 | 5
9596 | Impeller Asm "405" Trimmed 6.25"D W/Keyw | EA | 181.5 | 53514056858 | 5
9601 | Cover & Handle "3098" | EA | 121 | 53514057008 | 1.9
9602 | Cover & Handle "3098" | EA | 54 | 53514057015 | 1.9
9603 | Housing,Switch Case&Condsl/HT/Auto | EA | 203 | 53514057022 | 5.7
9604 | Housing,Switch Case&Condsl/HT/Nonauto | EA | 192.5 | 53514057039 | 5.7
9605 | Cover & Handle Asm/W-Cond Sl/"3137" | EA | 140.5 | 53514057077 | 4.6
9606 | Cover & Handle Asm "3137" | EA | 75 | 53514057084 | 4.6
9610 | Cord Term&Seal/20'/14-4 SO/3Ph/Nonauto | EA | 295 | 53514057299 | 4.6
9623 | Motor & Seal Asm 230V "262 | EA | 323.5 | 53514057473 | 10
9630 | Switch,Vert Float-Asm "WM267" W/ Float & | EA | 133.5 | 53514057619 | 1
9631 | Switch,Vert Flt- & Seal "WM267" | EA | 58 | 53514057602 | 1
9643 | Seal,Conduit-Asm | EA | 68 | 53514057640 | 0.2
9644 | Cordage Cond&Sls/HT/3'/16-4 SOW or SOOW- | EA | 248 | 53514057657 | 0.64
9645 | Cordage Cond&Sls/HT/6'/16-4/"3098" | EA | 343 | 53514057664 | 1.28
9646 | Cordage Cond&Sls/HT/3'/16-3/Auto/"3137/3 | EA | 244 | 53514057688 | 0.6
9647 | Cordage Cond&Sls/HT/6'/16-3/Nonauto/"313 | EA | 340 | 53514057695 | 1.2
9648 | Cover & Handle Asm/W-Cond Sl/Brass/"3139 | EA | 588.5 | 53514057701 | 5.4
9649 | Cover & Handle Asm Brass "3139" | EA | 502.5 | 53514057718 | 5.4
9655 | Cordage Cond&Sls/HT/3'/16-3 SOW or SOOW- | EA | 244 | 53514057756 | 0.72
9656 | Cordage Cond&Sls/HT/6'/16-3 SOW or SOOW- | EA | 340 | 53514057763 | 1.44
9661 | Cover & Handle "3282" | EA | 221 | 53514057770 | 10.8
9662 | Cover & Handle "3282" | EA | 154 | 53514057787 | 10.8
9685 | Cord Term&Seal 200V/20'/12-3 SO/Nonauto | EA | 243.5 | 53514058982 | 5
9746 | Fitting,Pvc 1.5" Coupling/Sch 40 | EA | 2.5 | 53514197926 | 0.168
9750 | Seal,Cord-Uf Cable (T&B 2827) | EA | 29.5 | 53514128654 | 0.0685
9753 | Nipple,Pipe 1.25 X 10"/Stainless Steel | EA | 51.5 | 53514330439 | 0
9754 | Nipple,Pipe 1.25 X 6"/Stainless Steel | EA | 59.5 | 53514495947 | 1.15
9755 | Nipple,Pipe 1.25 X 1.625(Close)/Stainles | EA | 12 | 53514254070 | 0.31
9756 | Nipple,Pipe 2" X 17.875"/ Stainless Stee | EA | 268 | 53514334109 | 0
9773 | Terminal,Block 8 Position With Sems Plat | EA | 29 | 53514355043 | 0.136
9775 | Lug,Ground | EA | 3 | 53514358907 | 0.018
9791 | Seal,Shaft Tungsten Carbide/Stationary/" | EA | 509 | 53514421526 | 0
9814 | Cord Term&Seal 115V/25'/16-3 Sjow/Aut | EA | 135 | 53514059798 | 2.5
9819 | Switch,Mech Flt/SPB/120V/20'Cd/13Amp/.5H | EA | 112 | 53514138479 | 2.28
9830 | Fitting,S.S. 1.25" X 1.25" 90D Elbow | EA | 76.5 | 53514492755 | 0.2
9838 | Seal,Pipe-1.25" (For 3" Hole) | EA | 15.5 | 53514084837 | 1
9839 | Nipple,Pipe 1.25" X 6.5"SS | EA | 144 | 53514378905 | 0
9840 | Nipple,Pipe 2" X 2"Close/Stainless Steel | EA | 34.5 | 53514269180 | 0.62
9848 | Fitting,S.S. 2" 90D Elbow | EA | 84.5 | 53514310905 | 2.06
9850 | Seal,Pipe-6" (For 7"Hole) | EA | 40.5 | 53514099367 | 1
9858 | Carton,8" X 8" X 6" (Z170) | EA | 2.5 | 53514060008 | 0.378
9861 | Bearing,Radial 7303B | EA | 30 | 53514087074 | 0.236
9862 | Impeller-Mach Br "191" | EA | 493 | 53514173241 | 3.6
9863 | Housing,Pump-Mach "191" | EA | 200 | 53514089771 | 17.28
9878 | Tank & Cover,Poly "Z171" | EA | 356.5 | 53514059842 | 12
9880 | Coupling,Elec 1.5"/Steel-Indus Enameled | EA | 152 | 53514115340 | 3
9882 | Carton,White/Zco Logo | EA | 7.5 | 53514225773 | 0.769
9883 | Housing,Pump-Mach "840"/Hydro-Rail | EA | 213.5 | 53514060039 | 14.59
9884 | Impeller Asm 3Ph "266-267-268" | EA | 93 | 53514060145 | 1.5
9912 | Terminal,Block 2 Pos/With Sems Plate | EA | 6 | 53514193010 | 0.032
9913 | Strip,Marker 2 Position | EA | 5.5 | 53514358945 | 0.01
9970 | Seal,Cord (.481-.709) 3/4" NPT | EA | 9 | 53514194413 | 0.054
9973 | Seal,Cord Kleinhuis/(.236-.472) 1/2" NPT | EA | 7 | 53514131081 | 0.5
9976 | Cord Term&Seal HT/115V/20'/14-3 SOW-A/Au | EA | 206 | 53514060565 | 3.6
9977 | Case & Switch HT "3161/3163" | EA | 139 | 53514060558 | 5.1
9978 | Cordage Cond&Sls/HT/3'/16-4 SOW or SOOW/ | EA | 239.5 | 53514060596 | 0.64
9979 | Cordage & Term/HT/3'/16-4 SOW or SOOW/Au | EA | 26.5 | 53514060602 | 0.25
9980 | Cord Term&Seal HT/230V/20'/16-3 SOW-A/Au | EA | 136 | 53514060572 | 2.1
9982 | Coupling,Elec 1.25"/SS | EA | 249.5 | 53514117306 | 3
9987 | Rebuild Kit "3161/3163" | EA | 487.5 | 53514060640 | 8
9995 | Coupling,Elec 2.0"/Steel Enameled/Thdd/W | EA | 171.5 | 53514082345 | 3
10027 | Carton,"140/150" | EA | 7 | 53514084851 | 0.925
10028 | Carton,"270" | EA | 13 | 53514084868 | 1.445
10032 | Float,7" Tube | EA | 467.5 | 53514008727 | 0.5
10033 | Rod,60"Lg X 3/8"Dia | EA | 42.5 | 53514008734 | 1
10039 | Seal - Bellows | EA | 124 | 53514008765 | 0.032
10050 | Sensor,Moisture Asm./"4140/4270" | EA | 24.5 | 53514084486 | 0.01
10057 | Hub & Seal-CI/8"/Curved/For 24"-60" Dia | EA | 253.5 | 53514073879 | 14
10064 | Pipe,Pvc 2" X 9.125" Sch 40 | EA | 19 | 53514394929 | 0
10066 | Pipe,Pvc 2" X 2.938" Sch 40 | EA | 11.5 | 53514394905 | 0
10069 | Bearing,Radial-6303 | EA | 9.5 | 53514087081 | 0.25
10074 | Nipple,Pipe 2" X 2"Lg Close (Galvaniz | EA | 19.5 | 53514196547 | 0.62
10077 | Rebuild Kit Na 3Ph/"160/180/290 Series" | EA | 133.5 | 53514061135 | 6
10079 | Seal,Foam-Clsd Psa 1 X .25 X 20 | EA | 11 | 53514063320 | 0.1
10124 | Hub & Seal-CI/3"/Curved/For 18"-72" Dia | EA | 111.5 | 53514061449 | 6
10142 | Bracket Asm,Qwik Box/115V | EA | 274 | 53514063344 | 0.1
10143 | Bracket Asm,Qwik Box/230V | EA | 299 | 53514063351 | 0.1
10152 | Seal,Cord-Asm (Sensor)/"4140/4270" | EA | 3.5 | 53514064938 | 0.2
10153 | Cord Term&Seal (Sensor)/"4140/4270" | EA | 37.5 | 53514064945 | 1.1
10154 | Seal,Cord-Asm (Power)/"4140/4270" | EA | 5 | 53514064174 | 0.2
10155 | Cord Term & Seal 20'/115V/"140/270"/W-In | EA | 119 | 53514063948 | 2.1
10158 | Oil,Dielec-(12 Oz)/"4140/4270" | EA | 31.5 | 53514064976 | 1
10159 | Wire Pkg "140/270" | EA | 5 | 53514064181 | 0.02
10166 | Rebuild Kit "4140/4270" W/O Moisture Sen | EA | 161 | 53514064983 | 4
10167 | Washer & E-Snap Ring Asm/"4140/4270" | EA | 11.5 | 53514064990 | 0.25
10170 | Rebuild Kit "4140/4270" With Moisture Se | EA | 199 | 53514065027 | 12
10173 | Rebuild Kit "140/270" | EA | 108.5 | 53514065034 | 12
10182 | Fitting,Bulkhead-1.25"/(Spears 871-012) | EA | 180 | 53514136079 | 0.48
10183 | Fitting,Bulkhead-1.5"/(Spears 871-015) | EA | 216.5 | 53514451356 | 0.56
10184 | Fitting,Bulkhead-2.0"/(Spears 871-020) | EA | 348.5 | 53514190330 | 1.33
10193 | Fitting,Galv Reducer 2"X1.25" FPT X Fpt, | EA | 56 | 53514395674 | 0
10194 | Fitting,Galv 2" 90D Elbow/FPT X FPT | EA | 51 | 53514203351 | 2
10200 | Oil,Dielectric-(2.5Gal) | EA | 277 | 53514062293 | 20
10247 | Relay,Mech Alt 115V | EA | 215.5 | 53514008819 | 1
10260 | Cord Term&Seal 115V/35'/1Ph/Auto/20Amp | EA | 346 | 53514063955 | 6.1
10263 | Housing,Mtr-& Str 230V/3Ph/"840"/GE | EA | 1219.5 | 53514064044 | 47
10264 | Housing,Mtr-& Str 460V/3Ph/"840"/GE | EA | 1216.5 | 53514064051 | 47
10265 | Housing,Mtr-& Str 200V/3Ph/"840"/GE | EA | 1155.5 | 53514064068 | 47
10266 | Housing,Mtr-& Str 230V/1Ph/"840"/GE | EA | 1135 | 53514064075 | 44
10267 | Housing,Mtr-& Str 200V/1Ph/"840"/GE | EA | 1143.5 | 53514064082 | 40
10268 | Rotor Asm 200/230/460V/3Ph/"840"/GE | EA | 418 | 53514064099 | 3
10269 | Rotor Asm 200/230V/1Ph/"840"/GE | EA | 406 | 53514064105 | 7.4
10270 | Rotor Asm 115/230V/1Ph/"98" | EA | 45 | 53514064112 | 5.2
10271 | Stator W-Screws 115V/1Ph/"98"/ZMW | EA | 158 | 53514064129 | 4.6
10272 | Stator W-Screws 230V/1Ph/"98"/ZMW | EA | 168.5 | 53514064136 | 4.4
10275 | Base-Mach "142" (Use 009457) | EA | 77 | 53514169497 | 4.75
10293 | Hardware Pak,18"Dia/0V2D/Poly Cover/(For | EA | 55 | 53514082338 | 2
10299 | Seal,Cord-Bsn Cvr/1 Hole/(Topps)/For 2.5 | EA | 11 | 53514084820 | 1
10308 | Hardware Pak,18"Dia/2V2D/Split Cvr/(For | EA | 74.5 | 53514067205 | 2
10309 | Hardware Pak,18"Dia/3V3D/(For 17-0191) | EA | 61 | 53514067212 | 3
10310 | Hardware Pak,18"Dia/All V & D'S/(For 17- | EA | 76.5 | 53514067229 | 3
10312 | Seal,Foam-Bsn Cvr-18"D/Psa/.75"X.125"X65 | EA | 19 | 53514084950 | 0.1
10315 | Flange,Vent 2"/Threaded/Bolt-On/(Topps) | EA | 45.5 | 53514084790 | 0.5
10316 | Flange,Vent 3"/Threaded/Bolt-On/(Topps)/ | EA | 58 | 53514085001 | 1
10319 | Seal-Vent 2"&3"/Sq. Ring/4.1ODx.15Wx.25T | EA | 12 | 53514084974 | 0.01
10329 | Pad,Rubber-Square | EA | 3 | 53514204020 | 0.01
10330 | Oil,Dielec-(21.5 Oz)/"140/270" | EA | 38 | 53514065652 | 1.563
10331 | Oil,Dielec-(28 Oz)/"4140/4270" | EA | 40 | 53514065669 | 2.28
10372 | Screw,.375-16 X 3.00/SS/Hex Head/Full Th | EA | 2.5 | 53514101183 | 0.01
10392 | Cover & Leadwire Asm 50'/Exp Proof/3Ph/" | EA | 1786 | 53514065317 | 104
10400 | Housing,Pump-Mach "820" | EA | 183.5 | 53514087098 | 12.3
10402 | Impeller-Mach "820" | EA | 543.5 | 53514087104 | 5.17
10406 | Capacitor,Start 161-193 Mfd/220-250Vac/3 | EA | 55 | 53514103873 | 0.15
10407 | Disc,Cutter 1-Direction/"810/815/820" | EA | 143 | 53514214906 | 1.345
10408 | Switch,Mech Flt-30"Lg Cd/Cut & Strip/15 | EA | 137.5 | 53514103880 | 0.93
10409 | Collar,Shaft 2Pc SS .5" Id | EA | 65.5 | 53514087111 | 0.08
10463 | Stator,Rtr&Hsg 115V/"98" | EA | 297.5 | 53514067243 | 21.8
10464 | Stator,Rtr&Hsg 230V/"98" | EA | 308 | 53514067250 | 21.6
10465 | Stator,Rtr&Hsg 115V/1098 | EA | 336.5 | 53514067267 | 21.8
10497 | Hardware Pak,"PF&QJ"/PSF | EA | 80 | 53514068875 | 3
10499 | Rod,Float-Vert Switch/"PF&QJ"/PSF | EA | 7.5 | 53514068882 | 0.05
10505 | Coupling,Elec 2.0"/SS | EA | 330 | 53514123963 | 3
10507 | Rebuild Kit 180 Frame | EA | 817.5 | 53514067519 | 12.75
10508 | Package,Shim/180 Frame | EA | 64.5 | 53514067526 | 0.01
10513 | WD266 230V/1Ph/Wo Plug/CSA/(Date 5/96 To | EA | 794 | 53514067656 | 42
10514 | WD266 230V/1Ph/Vfs/CSA/(Date Code 5/96 T | EA | 794 | 53514067663 | 42
10517 | Carton Asm "PF&QJ"/PSF | EA | 49.5 | 53514180768 | 11
10524 | Seal,Foam-Closed Cell/.375"W X 53"L X .2 | EA | 13 | 53514084813 | 0.5
10526 | Stator W-Screws 115V/1Ph/"3098"/GE | EA | 165.5 | 53514067748 | 4.6
10528 | Pipe,Pvc-Mach/2" Ele P&Cduct X 4" | EA | 9.5 | 53514191627 | 0.01
10529 | Stator,Rtr&Hsg/115V/1Ph/"3098" | EA | 305 | 53514067755 | 21.8
10532 | Hardware Pak,Vert Sw/"PF&QJ"/PSF | EA | 12.5 | 53514068899 | 0.15
10546 | U-Bolt,3" Discharge SS | EA | 109 | 53514461973 | 0
10550 | Screw,.50-13 X 2.50/SS/Socket Button Hea | EA | 13 | 53514330859 | 0.165
10551 | Washer,Flat-SS/2.0"OD X .53"Id X .060"Th | EA | 1.5 | 53514329570 | 0.01
10552 | Screw,.25-20 X 1.50/SS/Hex Head/Full Thr | EA | 0.5 | 53514329587 | 0.01
10554 | Nipple,Pipe 1.25 X 9" (Galv) | EA | 40 | 53514111632 | 1.59
10555 | Nipple,Pipe 1.25 X 4" (Galv) | EA | 12.5 | 53514167226 | 0.69
10556 | Fitting,Pvc 1.25" 90D Slip X FPT/Sch 40 | EA | 7.5 | 53514331375 | 0.265
10557 | Pipe,Pvc 1.25" X 5.875" Sch 40 | EA | 12.5 | 53514158354 | 0.21
10558 | Pipe,Pvc 1.25" X 3.438" Sch 40 | EA | 10.5 | 53514158361 | 0.123
10559 | Pipe,Pvc 1.25" X 3.625" Sch 40 | EA | 10.5 | 53514158378 | 0.13
10560 | Pipe,Pvc 1.25" X 4.8125"/Sch 40 | EA | 11.5 | 53514178130 | 0.01
10568 | Nipple,Pipe 1.25 X 17"/Galv | EA | 141.5 | 53514111649 | 3.25
10569 | Nipple,Pipe 1.25 X 29"/(72"Basin)Galv | EA | 167.5 | 53514203658 | 5.54
10572 | Nipple,Pipe 1.25 X 101"/(144"Basin)Galv | EA | 216.5 | 53514184834 | 19.1
10591 | Plate,Guide-Mach | EA | 168 | 53514111656 | 10.75
10592 | Nipple,Pipe 2" X 5"/Galv | EA | 21.5 | 53514358488 | 0
10593 | Nipple,Pipe 2" X 8"/Galv | EA | 41 | 53514358495 | 0
10594 | Nipple,Pipe 2" X 7"/Galv | EA | 41 | 53514203368 | 2.15
10595 | Fitting,Pvc 2" 90D Elbow/Sch 40 | EA | 10.5 | 53514313937 | 0.37
10601 | Nipple,Pipe 1.25 X 41"/(84"Basin)Galv | EA | 149 | 53514167233 | 7.07
10619 | Pipe,Pvc 1.5" X 8.75" Sch 40 | EA | 15.5 | 53514324810 | 0
10623 | Pipe,Pvc 1.5" X 29.5" Sch 40 | EA | 33 | 53514323127 | 0
10635 | Pipe,Pvc 2" X 12.25" Sch 40 | EA | 23 | 53514394882 | 0
10639 | Pipe,Pvc 2" X 20.375" Sch 40 | EA | 32.5 | 53514373917 | 0
10641 | Pipe,Pvc 2" X 29.375" Sch 40 | EA | 43.5 | 53514364601 | 0
10649 | Nipple,Pipe 2" X 17"/Galv | EA | 117.5 | 53514203375 | 5.2
10654 | Fitting,Pvc 2" 90D Elbow FPT X Soc/Sch 4 | EA | 14 | 53514305154 | 0.52
10659 | Hardware Pak,"QJ&PF" PSF | EA | 83.5 | 53514068981 | 0.7
10664 | Seal,Cord Asm 16-3 | EA | 19 | 53514219802 | 0
10666 | Capacitor & Clamp Asm/45Uf 370V | EA | 35 | 53514069117 | 0.6
10670 | Housing,Mtr-& Str 575V/3Ph/"840"/GE | EA | 1071 | 53514069346 | 45
10686 | Hardware Pak,3" OBSOLETE Disch./Ag. | EA | 345 | 53514374969 | 0
10694 | Cord Term&Seal 200V/35'/1Ph/Na/"188" | EA | 278 | 53514069582 | 6.1
10699 | Cord Term&Seal 115V/25'/14-3 SO/Nonauto | EA | 275 | 53514069834 | 4.4
10700 | Switch,Vert Float-Asm "WM266" W/ Float & | EA | 142 | 53514069841 | 2
10711 | Coupling,Elec 3.0"/Steel-Indus Enameled/ | EA | 303.5 | 53514190002 | 4
10713 | Fuse,Secondary/.6Amp/200-230/460V/3Ph/0- | EA | 33 | 53514070649 | 0.01
10716 | Carton,"264" | EA | 9 | 53514459987 | 1.585
10717 | Guard,"264" | EA | 7 | 53514071769 | 0.335
10718 | Housing,Pump-Mach "264" | EA | 135 | 53514071035 | 12.3
10720 | Housing,Pump-Mach "1264" | EA | 135 | 53514071776 | 12.3
10721 | Switch & Cord,Float-Vfs/"Y-Splice"/15'Lg | EA | 152 | 53514223236 | 2.1
10726 | Nipple,Pipe 2" X 41"/Galv | EA | 208.5 | 53514358808 | 0
10734 | Seal,Cord-T&B (2922Nm) | EA | 57.5 | 53514088828 | 0.066
10749 | Hub & Seal-Ci/2"/Curved/For 18"-72" Dia | EA | 189 | 53514073886 | 6
10776 | Nipple,Pipe 1.5"X 20" Galv | EA | 142.5 | 53514199586 | 4.6
10797 | Housing,Pump-Mach Asm.-Homeguard(Hilo) | EA | 141.5 | 53514087296 | 1.5
10798 | Valve,Automatic Home-Guard(Hilo) | EA | 161.5 | 53514087302 | 2
10802 | Guide,Square-Mach/SS/Upper-Special 39" | EA | 83 | 53514454517 | 3
10806 | Stator W-Screws 115V/1Ph/"264"/Sec | EA | 65 | 53514088736 | 5.25
10809 | Screw,.25-20 X 1.25" HH Cap Screw-SS | EA | 0.5 | 53514336219 | 0
10827 | Switch,Flt-Term & Seal "820" | EA | 193 | 53514077976 | 1.1
10828 | Cord Term&Seal 230V/1Ph/Auto/"820-6820" | EA | 207.5 | 53514078034 | 3.6
10829 | Capacitor-Start & Clamp Asm. | EA | 58.5 | 53514078041 | 0.1
10830 | Capacitor-Run & Clamp Asm/40Mf/370 Vac | EA | 32.5 | 53514078058 | 0.1
10832 | Cutter & Disc Asm./"820" | EA | 391.5 | 53514078072 | 2.5
10833 | Wire Pkg (6 Wires)/1Ph/200-230V/2Hp/"820 | EA | 23.5 | 53514078089 | 0.01
10839 | Oil,Dielectric-(32 Oz) | EA | 55.5 | 53514078201 | 2
10840 | Cord Term&Seal 230V/1Ph/Na/"820-6820" | EA | 208.5 | 53514078171 | 14
10841 | Cordage Term&Seal 200V/Na/"820-6820" | EA | 187.5 | 53514078188 | 14
10842 | Cordage Term&Seal 200V/Auto/"820-6820" | EA | 171 | 53514078195 | 14
10843 | Rebuild Kit WD & Wh "820/6820"/(09/96-08 | EA | 276.5 | 53514078300 | 5
10844 | Rebuild Kit E & I "820/6820"/(09/96-08/0 | EA | 258 | 53514078317 | 5.9
10855 | Nipple,Pipe 1.25" X 14" Galv | EA | 51.5 | 53514159535 | 2.42
10856 | Nipple,Pipe 1.25" X 8"/Galv | EA | 57 | 53514167127 | 1.53
10858 | Nipple,Pipe 1.25" X 26"/Galv | EA | 167.5 | 53514310295 | 4.96
10859 | Nipple,Pipe 1.25" X 38"/Galv | EA | 145.5 | 53514314804 | 0
10860 | Nipple,Pipe 1.25" X 50"/Galv | EA | 159 | 53514143091 | 8.625
10863 | Washer,Support SS-(1.062) OD X .635 Id X | EA | 2 | 53514158842 | 0.01
10909 | Seal,Cord 3-Hl Qwik Box/18 & 16Ga/Molded | EA | 19.5 | 53514084745 | 0.273
10925 | Cord Term&Seal 115V/10'/18-3 Sjow/Aut | EA | 40 | 53514071950 | 1.6
10926 | Cord Term&Seal 230V/10'/18-3 Sjow/Aut | EA | 39.5 | 53514071967 | 1.6
10927 | Cord Term&Seal 115V/15'/18-3 Sjow/Na/ | EA | 52.5 | 53514071974 | 1.6
10928 | Cord Term&Seal 230V/15'/18-3 SJOW or SJO | EA | 73.5 | 53514071981 | 1.6
10929 | Cordage Cond&Sls/HT/6'/16-3/Auto/3137/31 | EA | 345 | 53514072063 | 0.7
10930 | Cordage & Term/HT/6'/16-3 Sow/Auto | EA | 33.5 | 53514072070 | 0.58
10935 | Rod,Float-Molded/"264" | EA | 3 | 53514079116 | 0.016
10936 | Cordage Term&Seal/35'/16-3 SOW-A/Power/" | EA | 181.5 | 53514072117 | 3.5
10937 | Cordage Term&Seal/35'/18-2 SOW-A/Sensor/ | EA | 70 | 53514072124 | 2.6
10938 | Rebuild Kit "6161"/16-3Ga Wire | EA | 185.5 | 53514072131 | 12
10959 | Rotor & Bearing 115/230V/1Ph/.5Hp/DS | EA | 115.5 | 53514072438 | 5.25
10960 | Impeller "98" Cast Iron | EA | 51 | 53514072445 | 2.25
10961 | Rebuild Kit "4161" W/O Moisture Sensor | EA | 256.5 | 53514072452 | 12
10973 | Base Asm "270" | EA | 29.5 | 53514072629 | 1.06
10990 | Seal,Silicon Carbide/Stationary/"840" | EA | 78 | 53514115111 | 0.038
10992 | Seal,Shaft Asm/SC-SC | EA | 180 | 53514072957 | 0.1
10994 | Rotor & Brg Asm/115/230V/1Ph/"140/270" | EA | 102 | 53514072971 | 5.4
10996 | Rotor & Brg Asm/115/230V/1Ph/"4140/4270" | EA | 108.5 | 53514073008 | 4
10998 | Float-Mach,HT Float Rod Extension | EA | 5.5 | 53514076306 | 0.36
11025 | Switch Wt'S & Cable | EA | 63.5 | 53514008826 | 2
11042 | Cord,Term&Seal "XE189/XE295/XE405" | EA | 120 | 53514088729 | 2.6
11051 | Adapter-Mach "820" Suspended Indoor Syst | EA | 151 | 53514197711 | 2.25
11057 | Washer & E-Snap Ring Asm/"4290/4291" | EA | 3.5 | 53514070496 | 0.1
11058 | Cover & Handle "4290/4291" | EA | 143.5 | 53514070502 | 10.75
11059 | Cordage Term&Seal/50'/16-3 SOW-A/Power/" | EA | 241.5 | 53514070519 | 4.9
11060 | Cordage Term&Seal/50'/18-2 SOW-A/MS/4290 | EA | 177.5 | 53514070526 | 3.7
11061 | Rotor & Brg Asm 1Ph/"4290" | EA | 145 | 53514070533 | 5.25
11062 | Wire Pkg,(2)Wires/1Ph/200-230V/1Hp/"4290 | EA | 6 | 53514070540 | 0.01
11063 | Cover & Cordage 1Ph/50'/16-3 SOW-A/230V/ | EA | 430 | 53514070694 | 14.5
11064 | Seal,Cord-Asm/Sensor/4290/4291 | EA | 19.5 | 53514070687 | 0.1
11065 | Seal,Cord-Asm/Power/230V/1Ph/"4290" | EA | 19.5 | 53514070700 | 0.1
11066 | Oil,Dielec-(57 Oz)/"4290/4291" | EA | 59 | 53514070717 | 3.56
11069 | Cordage Term&Seal/50'/14-3 SO/200V/1Ph/N | EA | 337.5 | 53514070748 | 8.7
11070 | Cordage Term&Seal/50'/16-4 SOW-A/3Ph/Na | EA | 275 | 53514070755 | 4.1
11071 | Seal,Cord-Asm/Power/3Ph/Na/"4290/4291" | EA | 21 | 53514070762 | 0.1
11072 | Cover & Cordage 3Ph/50'/16-4 SOW-A/"4290 | EA | 505.5 | 53514070779 | 14.8
11073 | Rotor & Brg Asm 3Ph/"4165" | EA | 153.5 | 53514070786 | 4.5
11074 | Impeller Asm 3Ph/"4290" | EA | 166.5 | 53514070793 | 1.5
11075 | Cover & Cordage 1Ph/50'/16-3/Sensor 18-2 | EA | 663 | 53514070809 | 15.6
11076 | Cover & Handle W/Sensor 16Ga/"4290/4291" | EA | 157.5 | 53514070816 | 11
11077 | Cover & Cordage 1Ph/50'/14-3/Sensor 18-2 | EA | 788 | 53514070861 | 23.1
11079 | Cover & Cordage 3Ph/50'/16-4/Sen 18-2/"4 | EA | 696.5 | 53514070878 | 19
11081 | Rotor & Brg Asm 3Ph/"4291" | EA | 276 | 53514070908 | 5.25
11082 | Impeller Asm 3Ph/"4291" | EA | 250 | 53514070915 | 1.8
11085 | Cordage Term&Seal/50'/12-3 SO/Power/"429 | EA | 504 | 53514070946 | 13.1
11086 | Rotor & Brg Asm 1Ph/"4291" | EA | 240 | 53514070953 | 4.75
11088 | Impeller Asm 1Ph/"4291" | EA | 235.5 | 53514070977 | 1.8
11090 | Cover & Cordage 3Ph/50'/14-4/Sensor 18-2 | EA | 921 | 53514071004 | 25
11091 | Cordage Term&Seal/50'/14-4 SO/Power/3Ph/ | EA | 471 | 53514070991 | 10.6
11092 | Wire Pkg,(2)Wires/1Ph/200-230V/2Hp/"4291 | EA | 8 | 53514071011 | 0.01
11093 | Rebuild Kit "4290/4291"/16-4Ga Wire | EA | 365.5 | 53514071196 | 6
11095 | Rebuild Kit "4290/4291"/12-3Ga Wire | EA | 469 | 53514071202 | 6
11096 | Rebuild Kit "4290/4291"/16-3Ga Wire | EA | 384 | 53514071219 | 6
11097 | Impeller Asm 1Ph/"4290" | EA | 152 | 53514071028 | 1.8
11118 | Rebuild Kit 140 Frame/2 Pc Housing | EA | 476 | 53514083359 | 20
11119 | Rebuild Kit 140 Frame/1-Pc Housing | EA | 472.5 | 53514083373 | 20
11120 | Rebuild Kit 250 Frame | EA | 2161.5 | 53514083380 | 98
11124 | Seal,Shaft 1.125 Id SC-SC/(Buna-N) | EA | 165.5 | 53514096182 | 0.183
11125 | Seal,Shaft 1.125 Id SC-Carb/(Buna-N) | EA | 470 | 53514096199 | 1.5
11126 | Seal,Shaft 1.125 Id SC-SC/(Viton) | EA | 216.5 | 53514103347 | 0.23
11127 | Seal,Shaft 1.125 Id SC-Carb/(Viton) | EA | 251 | 53514103361 | 1.5
11128 | Seal,Shaft 1.25 Id SC-SC/(Buna-N) | EA | 365.5 | 53514102609 | 2
11129 | Seal,Shaft 1.25 Id SC-Carb/(Buna-N) | EA | 271 | 53514103408 | 2
11130 | Seal,Shaft 1.250 Id SC-SC/(Viton) | EA | 154.5 | 53514103439 | 2
11131 | Seal,Shaft 1.250 Id SC-Carb/(Viton) | EA | 216.5 | 53514103453 | 2
11132 | Seal,Shaft 1.50 Id SC-Carb/(Buna-N) | EA | 152 | 53514103460 | 2.5
11133 | Seal,Shaft 1.50 Id SC-Carb/(Viton) | EA | 1058.5 | 53514103477 | 2.5
11134 | Seal,Shaft 1.50 Id SC-SC/(Viton) | EA | 731.5 | 53514103309 | 2.5
11135 | Seal,Shaft 1.750 Id SC-SC/(Buna-N) | EA | 732.5 | 53514103521 | 2.5
11136 | Seal,Shaft 1.750 Id SC-Carb/(Buna-N) | EA | 314 | 53514103545 | 2.5
11137 | Seal,Shaft 1.750 Id SC-SC/(Viton) | EA | 788 | 53514103576 | 2.5
11138 | Seal,Shaft 1.750 Id SC-Carb/(Viton) | EA | 365.5 | 53514103590 | 2.5
11139 | Seal,Shaft 1.875 Id SC-SC/(Buna-N) | EA | 1156 | 53514103613 | 2.75
11141 | Seal,Shaft 1.875 Id SC-SC/(Viton) | EA | 1086.5 | 53514103668 | 2.75
11142 | Seal,Shaft 1.875 Id Sc-Carb/(Viton) | EA | 706 | 53514103682 | 2.75
11143 | Seal,Shaft 2.000 Id SC-SC/(Buna-N) | EA | 1452 | 53514103712 | 2.75
11144 | Seal,Shaft 2.000 Id Sc-Carb/(Buna-N) | EA | 982 | 53514103736 | 2.75
11145 | Seal,Shaft 2.000 Id SC-SC/(Viton) | EA | 1500 | 53514103767 | 2.75
11149 | Clamp,Cord Seal-Mach/140Frame | EA | 58.5 | 53514130046 | 1.62
11151 | Housing,Mtr-Mach 140 Frame | EA | 676 | 53514147280 | 46
11153 | Adapter-Mach 140 Frame | EA | 553.5 | 53514159276 | 51
11155 | Plate,Seal-Mach 140 Frame | EA | 187.5 | 53514141998 | 7.445
11157 | Seal,Ring 5.734Id -256 | EA | 3 | 53514112028 | 0.01
11158 | Seal,Ring 6.734Id -261 | EA | 2 | 53514123758 | 0.01
11159 | Seal,Cord-Polyflex Pvc 140 Frame | EA | 15.5 | 53514127558 | 0.2
11160 | Wire Asm Moisture Sensor | EA | 11.5 | 53514122478 | 0.1
11162 | Plug,Test-Pipe .25 SS/Hex Hd/.560"Lg | EA | 14.5 | 53514130008 | 0.01
11163 | Housing,Mtr-& Str 200V/3Ph/1750/6.25"Fr/ | EA | 1571 | 53514238773 | 0
11164 | Housing,Mtr-& Str 200V/3Ph/1750/6.25"Fr/ | EA | 1579.5 | 53514215125 | 0
11165 | Housing,Mtr-& Str 200V/3Ph/1750/6.25"Fr/ | EA | 1587.5 | 53514198619 | 70
11166 | Housing,Mtr-& Str 230V/3Ph/1750/6.25"Fr/ | EA | 1589.5 | 53514235567 | 64
11167 | Housing,Mtr-& Str 230V/3Ph/1750/6.25"Fr/ | EA | 1591 | 53514127770 | 70
11168 | Housing,Mtr-& Str 230V/3Ph/1750/6.25"Fr/ | EA | 1599 | 53514146535 | 55
11169 | Housing,Mtr-& Str/460V/3Ph/1750/6.25"Fr/ | EA | 1586.5 | 53514206963 | 65
11170 | Housing,Mtr-& Str 460V/3Ph/1750/6.25"Fr/ | EA | 1588 | 53514127206 | 70
11171 | Housing,Mtr-& Str 460V/3Ph/1750/6.25"Fr/ | EA | 1596 | 53514184537 | 64
11174 | Housing,Mtr-& Str 575V/3Ph/1750/6.25"Fr/ | EA | 1524 | 53514410858 | 0
11175 | Housing,Mtr-& Str 230V/1Ph/1750/6.25"Fr/ | EA | 1506.5 | 53514161736 | 86
11176 | Housing,Mtr-& Str 230V/1Ph/1750/6.25"Fr/ | EA | 1610 | 53514130565 | 75
11177 | Housing,Mtr-& Str 200V/3Ph/1750/6.25"Fr/ | EA | 1917.5 | 53514229023 | 0
11178 | Cover & Cord 25'Cd/12-4 SOW-A/140 Frame | EA | 652 | 53514112011 | 28
11179 | Cover & Cord 25'Cd/12-4/Sensor 18-5/140 | EA | 797 | 53514121792 | 25
11180 | Cover & Cord 35'Cd/12-4 SOW-A/140 Frame | EA | 651.5 | 53514204785 | 26
11181 | Cover & Cord 35'Cd/12-4/Sensor 18-5/140 | EA | 820 | 53514473570 | 10
11182 | Cover & Cord 50'Cd/12-4 SOW-A/140 Frame | EA | 753 | 53514194482 | 29
11183 | Cover & Cord 50'Cd/12-4/Sensor 18-5/140 | EA | 980.5 | 53514146887 | 15
11184 | Cover & Cord 75'Cd/12-4 SOW-A/140 Frame | EA | 921.5 | 53514194086 | 37
11185 | Cover & Cord 75'Cd/12-4/Sensor 18-5/140 | EA | 1248.5 | 53514201340 | 44
11186 | Seal,Cord W/Sensors-Polyflex Pvc 140 Fra | EA | 15.5 | 53514141271 | 0.13
11190 | Bearing,Radial 6306 | EA | 16 | 53514123741 | 0.763
11211 | Kit,Repair/G6772 HH Pump/Sil-Sil Seals | EA | 6504 | 53514087210 | 37
11212 | Cap,Reliance 210 Frame/(4)8Ga./(5)18Ga./ | EA | 3640 | 53514100759 | 40
11213 | Seal,O-Ring Set 210 Fr/Reliance Motor/Bu | EA | 119 | 53514100766 | 1
11217 | Cap,Reliance 140 Frame/(4)14Ga/(5)18Ga./ | EA | 2486.5 | 53514326210 | 25
11222 | Seal,O-Ring Set 140 Fr/Reliance Motor/Bu | EA | 279 | 53514206185 | 1
11223 | Seal,O-Ring Set 180Fr/Reliance Motor/Bun | EA | 187 | 53514151799 | 0.5
11231 | Impeller-Mach SO 7.500" Dia/140Fr/2.50"S | EA | 311 | 53514131135 | 11.11
11232 | Impeller-Mach SO 7.375" Dia/140Fr/2.50"S | EA | 311 | 53514190477 | 11
11233 | Impeller-Mach SO 7.250" Dia/140Fr/2.50"S | EA | 311 | 53514260781 | 11.25
11234 | Impeller-Mach SO 7.125" Dia/140Fr/2.50"S | EA | 505 | 53514361235 | 0
11235 | Impeller-Mach SO 7.000" Dia/140Fr/2.50"S | EA | 505 | 53514163754 | 11
11236 | Impeller-Mach SO 6.875" Dia/140Fr/2.50"S | EA | 505 | 53514137120 | 11
11237 | Impeller-Mach SO 6.750" Dia/140Fr/2.50"S | EA | 505 | 53514425890 | 0
11238 | Impeller-Mach SO 6.625" Dia/140Fr/2.50"S | EA | 505 | 53514458317 | 0
11248 | Impeller-Mach SO 7.000" Dia/Br/140Fr/2.5 | EA | 1475.5 | 53514305055 | 0
11254 | Housing,Pump-Mach 3"Horizontal-D/2.5"Sol | EA | 754 | 53514123994 | 60
11265 | Guide,Lower-Mach Cast Iron | EA | 46 | 53514122744 | 2.2
11278 | Plate,Mounting-Mach 6"D/Cast Iron(Rev) | EA | 647.5 | 53514132156 | 42
11280 | Plate,Mounting-Mach 6"D/Brass(Rev) | EA | 4341.5 | 53514284305 | 40.5
11282 | Disconnect,Elbow-Mach 6"D/ Cast Iron | EA | 2197.5 | 53514155094 | 160
11295 | Stator 230-460V3Ph/1750/6.25"Fr/5.00"Sta | EA | 1049.5 | 53514331863 | 26.4
11296 | Stator 230V/1Ph/3450/6.25"Fr/5.00"Stack | EA | 935 | 53514319946 | 31.4
11297 | Stator 230-460V/3Ph/3450/6.25"Fr/5.00"St | EA | 1118 | 53514330071 | 31.4
11298 | Rotor 230/200/460/575V/3P/1750/6.25"Fr/5 | EA | 429 | 53514136109 | 19.2
11300 | Tank,5040 Step System/Poly-Rotomold | EA | 595.5 | 53514077983 | 15
11303 | Filter Asm/"5040"Step/System | EA | 559 | 53514077990 | 6
11331 | Receptacle,250V/20A/Short Strap/Single | EA | 63 | 53514193003 | 0.1
11332 | Cover & Cordage Asm/3Ph/20'/16-4 SOW-A/P | EA | 288.5 | 53514073978 | 13
11334 | Rebuild Kit Na 3Ph/"405" | EA | 126.5 | 53514074005 | 10
11378 | Cordage Term&Seal/20'/18-2 SOW-A/MS | EA | 88.5 | 53514083427 | 1.6
11387 | Seal,O-Ring(371) | EA | 3 | 53514103798 | 1
11406 | Cover,Riser-9.875" Dia X.25" Pvc/8"Septi | EA | 47 | 53514084615 | 3
11418 | Seal,Cord-Bsn Cvr/3 Hl/3 Cut/.300 Cd Hl/ | EA | 8 | 53514078003 | 0.05
11419 | BN142 115V/1Ph/Pb10'/Service Part | EA | 1447.5 | 53514078010 | 47
11420 | BN51 115V/1Ph/Pb10'/Service Part | EA | 620 | 53514078027 | 26
11424 | Float-Ag. Pontoon OBSOLETE Asm/"4290/ | EA | 467 | 53514077525 | 28
11426 | Pipe,Pvc 24"Dia X 1' Ultra Ribbed | EA | 394 | 53514152710 | 20
11427 | Pipe,Pvc 24"Dia X 2' Ultra Ribbed | EA | 763.5 | 53514352011 | 0
11428 | Pipe,Pvc 24"Dia X 3' Ultra Ribbed | EA | 1133 | 53514294342 | 60
11429 | Pipe,Pvc 24"Dia X 4' Ultra Ribbed | EA | 1502.5 | 53514352028 | 0
11430 | Pipe,Pvc 24"Dia X 5' Ultra Ribbed | EA | 1872 | 53514352035 | 0
11431 | Pipe,Pvc 24"Dia X 6' Ultra Ribbed | EA | 2241 | 53514352042 | 0
11449 | Circuit Board,Reversing For 10-0394 | EA | 389.5 | 53514077792 | 1
11494 | Case Handle & Arm "264" | EA | 48.5 | 53514079017 | 2.3
11509 | Arm & Seal Asm. "264" | EA | 31.5 | 53514079093 | 0.2
11511 | Case & Switch Asm "264" | EA | 86.5 | 53514079109 | 2.5
11514 | Rebuild Kit "WM264/WM1264" | EA | 75 | 53514080075 | 4
11515 | Rebuild Kit "264/1264" | EA | 75 | 53514079123 | 4
11525 | Transformer,200/230/460V/To 120V/50Va | EA | 328 | 53514079970 | 5
11526 | Transformer,Micron B050Wz13Xk | EA | 344.5 | 53514079987 | 5
11527 | Overload,Mps Tele Gv2M06/1.0-1.6A | EA | 618.5 | 53514079994 | 2
11528 | Overload,Mps Tele Gv2M07/1.6-2.5A | EA | 618.5 | 53514080006 | 2
11529 | Overload,Mps Tele Gv2Mo8/2.5-4.0A | EA | 606 | 53514080013 | 2
11530 | Overload,Mps Tele Gv2M10/4.0-6.3A | EA | 606 | 53514080020 | 2
11531 | Overload,Mps Tele Gv2M14/6.0-10.0A | EA | 606 | 53514080037 | 2
11532 | Overload,Mps Tele Gv2M16/9.0-14.0A | EA | 674 | 53514080044 | 2
11533 | Overload,Mps Tele Gv2M20/13.0-18.0A | EA | 773 | 53514080051 | 2
11534 | Contactor,Furnas 42Cf15Af | EA | 241.5 | 53514080068 | 2
11536 | Fitting,Pvc .5" Tee Sch 40 | EA | 1.5 | 53514369347 | 0
11548 | Wire Pkg "140/270"/ W/O Insulators | EA | 3.5 | 53514079604 | 0.01
11550 | Capacitor,Asm-30Uf 250V/Ind Midwec/"140/ | EA | 39 | 53514079628 | 2
11551 | Cord Term & Seal 20'/115V /Wo Insul/"140 | EA | 117.5 | 53514079635 | 2.1
11558 | Cord Term&Seal 230V/15"/Na/1Ph/W Insulat | EA | 91 | 53514079703 | 2.1
11562 | Seal,Cord-Asm "WM264-WM1264" | EA | 3.5 | 53514079475 | 0.1
11563 | Switch & Cord,Seal Asm-Float Vfs "WM264/ | EA | 164.5 | 53514079482 | 3
11569 | Case Handle & Arm "1264" | EA | 48.5 | 53514079529 | 2.1
11571 | Case & Switch Asm "1264" | EA | 89.5 | 53514079536 | 2.2
11572 | Housing,Mtr-& Term Asm. | EA | 59 | 53514079543 | 6.8
11586 | Carton Asm "264" | EA | 16 | 53514080105 | 1.6
11602 | Screw,#14 X 2.5"Flat Hd/Square Drive/Typ | EA | 2 | 53514106393 | 0.02
11613 | Cover & Cordage 230V/1Ph/12-3 SO/"4295" | EA | 479 | 53514080457 | 16.2
11615 | Seal,Silicon Carbide/Rotary/840 | EA | 264.5 | 53514115128 | 0.05
11626 | Seal,Cord Asm & Strain Relief | EA | 3 | 53514081737 | 0.1
11627 | Cover & Cord 230V/1Ph/"6282" | EA | 310 | 53514081744 | 13.3
11634 | Rebuild Kit "6282" | EA | 181.5 | 53514081874 | 6
11639 | Cover & Gasket Asm 14Ga "4290'S" | EA | 154 | 53514082093 | 10.75
11640 | Cord Term&Seal 200V/20'/14-4 SO/3Ph/Nona | EA | 295 | 53514082109 | 4.8
11655 | Cover & Gasket Asm 16Ga/"4290'S" | EA | 149 | 53514082444 | 10.75
11656 | Seal,Cord-Asm & Str Rlf/16-4 Cd | EA | 4.5 | 53514082451 | 0.1
11659 | Cover & Gasket Asm W/Mst Sen/14 Ga. | EA | 194.5 | 53514082468 | 10.75
11671 | Package,Shim/140 Frame | EA | 77 | 53514082888 | 0.08
11678 | Adapter & Plug/W Mst Sen/"4140/4270" | EA | 216 | 53514082918 | 16
11679 | Adapter & Plug/Wo Mst Sen/"4140/4270" | EA | 224.5 | 53514082932 | 16
11680 | Cord Term&Seal/(Sensor) "6295" | EA | 68 | 53514082925 | 2
11681 | Seal Asm,Shaft/.5"(John Crane Type 6A)/" | EA | 28 | 53514082949 | 1
11682 | Stator,Asm 230V/1Ph/Saw Lam Mtr/"140/270 | EA | 363 | 53514082994 | 11
11683 | Stator,Asm 380/460V/3Ph/.5Hp/"163" | EA | 574.5 | 53514083007 | 7
11684 | Stator,Asm 380/460V/3Ph/1Hp/"284" | EA | 557.5 | 53514083014 | 9
11685 | Stator,Asm 380/460V/3Ph/1Hp/"165/293" | EA | 681.5 | 53514083021 | 10.18
11686 | Stator,Asm 380/460V/3Ph/2Hp/"189/295" | EA | 901.5 | 53514083038 | 12.31
11688 | WU266 220V/1Ph/50Hz/Vfs/(Date Code 5/96 | EA | 948 | 53514083229 | 42
11690 | Impeller, Plastic "270/4270" | EA | 8 | 53514083250 | 0.1
11691 | Cover & Cord/3Ph/"4295" W-Mst Sen | EA | 341 | 53514083434 | 12.6
11693 | Cord Term&Seal 115V/20'/18-3 SJTW or SJT | EA | 49.5 | 53514083526 | 2.6
11711 | Key,.1875 X.1875 X 2 3/16" SS | EA | 5 | 53514123864 | 0.01
11713 | Nipple,Pipe 1.25 X 9" SS | EA | 66.5 | 53514468385 | 1.72
11715 | Cover & Gasket Asm W/Mst Sen/16Ga | EA | 162.5 | 53514084080 | 10.75
11719 | Pipe,Pvc 24"Dia X 8" Ultra Ribbed | EA | 320 | 53514153953 | 16
11761 | Cover & Cordage 3Ph/20'/12-3/Sensor 18-2 | EA | 638.5 | 53514085452 | 18.3
11769 | Seal Asm,Qwik Box 14,16,18 Ga Cord | EA | 14.5 | 53514086053 | 0.3
11784 | Housing,Pump-Mach/"405"/Bellmouth/Green | EA | 684.5 | 53514091385 | 45
11795 | Cord,Assembly/30' (For 011156 Motor) | EA | 2619 | 53514086336 | 3
11799 | Handle,Pull-Plastic 4" | EA | 4.5 | 53514095277 | 0.03
11803 | Rotor & Brg 200/230/460V/3Ph/1Hp | EA | 206.5 | 53514086749 | 5
11806 | Rebuild Kit "4284" | EA | 177 | 53514086824 | 8
11810 | Coupling,Elec 3.0"/SS | EA | 632.5 | 53514213206 | 4
11820 | Cord Term&Seal 115V/75'/12-3 SO/Auto/20A | EA | 658 | 53514087234 | 20.3
11831 | Carton,12" X 8" X 6" | EA | 6.5 | 53514315245 | 0.535
11832 | Switch,Mech Flt/125/250V/5Amp/20'Cd/Wo P | EA | 83.5 | 53514088279 | 1.683
11833 | Switch,Mech Flt.125/250V/5Amp/15'Cd/Wo | EA | 73 | 53514095253 | 1.33
11841 | Column,Plastic-Model 81/82 | EA | 6 | 53514088484 | 2
11850 | Control,HT/Na/15'Cond | EA | 809.5 | 53514220501 | 0
11853 | WM270 115V/1Ph/Vfs/(Date10-95 To Curr) | EA | 948 | 53514088675 | 51
11863 | Cord Term&Seal 230V/30'/16-3 SOW-A/1Ph/N | EA | 162 | 53514088941 | 3
11876 | Switch,Flt-Term & Seal/20A | EA | 284.5 | 53514089481 | 1.5
11877 | Rebuild Kit "WD189/295" | EA | 239.5 | 53514089498 | 6
11878 | Rebuild Kit "WD405" | EA | 228 | 53514089504 | 8
11879 | Cover & Seals "WH820" | EA | 240.5 | 53514090326 | 11.5
11880 | Switch,Flt-Term & Seal | EA | 298.5 | 53514089511 | 2
11898 | Cord Term&Seal 115V/50'/16-3 Sjow-A/Aut | EA | 308 | 53514089757 | 5.1
11926 | Fuse Holder,In-Line-Type | EA | 3 | 53514096649 | 0.01
11939 | Terminal,Ring 10-12Ga .375" Id/.75" OD | EA | 2.5 | 53514091279 | 0.01
11949 | Screw,#8 X .625" Pan Hd/Phillips/SS/Type | EA | 0.5 | 53514113988 | 0.01
11958 | Fitting,Pvc 1.25"MPT X 1.5" Slip | EA | 3 | 53514445447 | 0
11961 | Charger,115Vac-12Vdc/.5Amodel 580 "Aquan | EA | 84 | 53514091354 | 15.5
12007 | Seal,Foam-Bsn Cvr/42-48-60/Psa/.75X .125 | EA | 17 | 53514112523 | 0.2
12008 | Hardware Pak,24/30/36/FG | EA | 62 | 53514102623 | 0.62
12009 | Hardware Pak,42/48/60/FG | EA | 82.5 | 53514167301 | 3
12012 | Collar,Unicheck-2"/Threaded | EA | 11 | 53514244644 | 0.1
12013 | Seat,Unicheck-2"/Union/Female Slip | EA | 5 | 53514347307 | 0
12014 | Hardware Pak,24"Dia/2V2D/(17-0305) | EA | 76.5 | 53514107703 | 2
12015 | Hardware Pak,24"Dia/3V3D/(For 17-0306) | EA | 80 | 53514311377 | 0
12016 | Hardware Pak,24"Dia/3V2D/(For 17-0215) | EA | 76.5 | 53514311360 | 0
12027 | Housing,Pump-Plastic/Model 72 | EA | 14.5 | 53514154578 | 0.34
12028 | Base-Plastic/Model 72 | EA | 8.5 | 53514146788 | 0.43
12029 | Guard/Handle-Plastic/Automatic/Model 72 | EA | 5.5 | 53514140502 | 0.163
12030 | Handle-Plastic/Non-Auto/Model 72 | EA | 3.5 | 53514154585 | 0.057
12043 | Guide,Rubber-Flt Rod/Model 72 | EA | 1.5 | 53514154493 | 0.01
12048 | Housing,Pump-Plastic/Model 76 | EA | 16 | 53514154608 | 0.381
12071 | Plate,Insp-7"/Steel | EA | 109 | 53514406615 | 0
12072 | Hardware Pak,30"Dia/FG/2V2D/(For 17-0327 | EA | 90 | 53514154783 | 0.75
12073 | Hardware Pak,30"Dia/FG/3V3D/(For 17-0238 | EA | 110.5 | 53514311384 | 0
12074 | Hardware Pak,30"Dia/FG/3V2D/(For 17-0329 | EA | 90 | 53514311391 | 0.19
12076 | Seat,Unicheck-1.5"/Union/Threaded | EA | 8 | 53514447564 | 0
12077 | Collar,Unicheck-1.5"/Threaded | EA | 4 | 53514244620 | 0.1
12084 | Stator W-Screws 115V/1Ph/"264"/(ZT) | EA | 183.5 | 53514104757 | 5.2
12085 | Rotor Asm 115/230V1Ph/"264"/(ZT) | EA | 48 | 53514104740 | 2.13
12087 | Valve,Ball 2"/Slipxslip/(For Union Unich | EA | 33.5 | 53514313944 | 1.46
12092 | Flapper Asm-1.5" Union Unichk | EA | 9.5 | 53514142247 | 0.067
12094 | Hub,Inlet-4"/Female Slip/Combo Hub | EA | 123 | 53514001707 | 1.25
12098 | Seal,Cord-Bsn Cvr/1Hl/Rev Taper/(For 2.0 | EA | 16 | 53514171636 | 0.01
12118 | Screw,#10-16X.625 Pan Phillips/Type B/SS | EA | 1 | 53514091682 | 0.01
12132 | Rebuild Kit "4405" 3Ph | EA | 160 | 53514091613 | 8
12133 | Oil,Dielectric-(30.5 Oz)/HT | EA | 57 | 53514091651 | 2
12143 | Seal,O Ring-For Campbell Rail System/39- | EA | 10 | 53514092016 | 0.01
12144 | Top Slide,For 2"Dsc/Campbell Rail Sys/39 | EA | 226.5 | 53514092023 | 2
12167 | Rebuild Kit "WM1266" (2-94 Thru Current) | EA | 102.5 | 53514092214 | 6
12174 | Hardware Pak,Crawl Space Sump | EA | 5 | 53514165253 | 0.08
12186 | Hardware Pak,18"Dia/2V2D/(For 17-0276 & | EA | 76.5 | 53514096939 | 2
12187 | Hardware Pak,18"Dia/3V3D/(For 17-0277) | EA | 76.5 | 53514128821 | 2
12188 | Hardware Pak,18"Dia/2Vd 3Vd/(For 17-0278 | EA | 76.5 | 53514102630 | 2
12189 | Cordage Term&Seal/14-4 SO/Power/3Ph | EA | 279.5 | 53514094560 | 4.6
12194 | Impeller Asm "404-4404" (Keyed) | EA | 130 | 53514094614 | 5.1
12196 | Rebuild Kit"E & I 4404-Ae-4405-B I-4405- | EA | 265.5 | 53514094638 | 8
12197 | Rebuild Kit Na 3Ph/"4404-4405-A" | EA | 169 | 53514094645 | 8
12198 | Rebuild Kit XE "4405-B" | EA | 272 | 53514094652 | 8
12199 | Rebuild Kit XE "405" Rev D | EA | 236 | 53514094669 | 8
12209 | Fitting,Galv 1.25"NPT Wye | EA | 212.5 | 53514371616 | 1.63
12210 | Stator,Asm 230V/1P/1.5Hp/Em | EA | 590.5 | 53514092702 | 22.3
12212 | Rebuild Kit WD "4404-A" | EA | 270 | 53514094683 | 8
12214 | Carton,Crawl Space Sump "108/138" Zco | EA | 20 | 53514135430 | 2.15
12217 | Cover & Cordage 3Ph/20'/16-4 SOW-A | EA | 306.5 | 53514092924 | 12.6
12218 | Impeller Asm 3Ph "293" | EA | 221 | 53514092931 | 1.6
12235 | Rebuild Kit Na 3Ph/"4165" | EA | 176 | 53514093037 | 8
12237 | Rebuild Kit Na 3Ph "295" | EA | 215 | 53514093082 | 8
12238 | Seal,Shaft-Asm/Sc Stat-Sc Rotary/Buna-N | EA | 163.5 | 53514150945 | 0.062
12239 | Seal,Shaft-Asm/Carbon Stat-Sc Rotary/Bun | EA | 53.5 | 53514293130 | 0.079
12240 | Seal,Shaft-Asm/Sc Stat-Sc Rotary/Viton | EA | 544 | 53514122430 | 0.089
12243 | Seal,Shaft-Asm/Carbon Stat-Tc Rotary/Bun | EA | 714 | 53514423681 | 0
12254 | Flapper Asm | EA | 98 | 53514095024 | 0.9
12255 | Float Tree,Asm | EA | 114.5 | 53514095031 | 0.5
12288 | Wire Asm-F-I(1)Wire 6"Lg/10Ga/Black | EA | 9.5 | 53514099817 | 0.01
12290 | Cordage Cond&Sls/HT/12'/16.3 Sow-A/Non | EA | 627 | 53514094249 | 10
12291 | Cord Term&Seal 115V/50'/16-3 SOW-A/Na/"1 | EA | 263.5 | 53514094324 | 5.1
12314 | Rebuild Kit "N6292" | EA | 270.5 | 53514094850 | 8
12319 | M53 25'Cd/115V/CSA/Crawl Space | EA | 360 | 53514095482 | 22
12320 | M98 25'Cd/115V/1P/CSA/Crawl Space | EA | 525 | 53514095499 | 39
12321 | M1053 25'Cd/115V/1Ph/CSA/Crawl Space | EA | 555.5 | 53514095505 | 22
12340 | Switch,Float 9' Res Alt | EA | 184 | 53514142674 | 2
12346 | Carton Asm "140" | EA | 12 | 53514095673 | 1
12347 | Carton Asm "270" | EA | 16.5 | 53514095680 | 1
12352 | Fuse,AGC-15Amp/32V | EA | 1.5 | 53514348588 | 0.01
12353 | Fuse,AGC-30Amp/32V | EA | 1.5 | 53514100575 | 0.01
12361 | Cord Term&Seal 230V/35' Cd/14-3 SO/Auto/ | EA | 337.5 | 53514096021 | 6.1
12374 | Cable,Lifting/SS/50'Lg/.25"Dia | EA | 490.5 | 53514164294 | 8
12376 | Rebuild Kit "E,I&J404-B/E&J405-D/I405-C" | EA | 223 | 53514096526 | 8
12377 | Rebuild Kit "XE405-E" | EA | 231 | 53514096540 | 8
12379 | Rebuild Kit "WD404-B/WD405-B" | EA | 229 | 53514096564 | 8
12380 | Rebuild Kit "E&I4404-B/E4405-C/I4405-B" | EA | 267 | 53514096571 | 8
12382 | Rebuild Kit "XE4405-C" | EA | 273 | 53514096595 | 8
12383 | Rebuild Kit "WD4404-B/WD4405-B" | EA | 271.5 | 53514096601 | 8
12389 | Cover & Cord 200/230V/1P/"840"/50'/Gland | EA | 766 | 53514096410 | 18.9
12393 | Plate,Access-18"Dia/(1) 1.25"Psl/(1).75& | EA | 371 | 53514096632 | 9
12400 | Cover,Hatch & Access Frame-Alum/For 48"I | EA | 1452 | 53514096724 | 90
12443 | Cord Term&Seal 115V/25'/16-3 SOW-A (M26 | EA | 110 | 53514097110 | 2.6
12449 | Wire Asm,6" Long/Black/Crimped/Soldered | EA | 11 | 53514099879 | 0.02
12462 | Board,Circuit-Rhombus Control Panel/(10- | EA | 641 | 53514097905 | 1
12466 | Cover & Cordage Asm/3Ph/20'/16-4 SOW-A/P | EA | 269 | 53514099466 | 12.6
12477 | Cover & Cordage Asm/3Ph/20'/16-4 SOW-A/E | EA | 272.5 | 53514099626 | 12.5
12479 | Cover & Cordage Asm/3Ph/20'/16-4Ga/"6405 | EA | 313 | 53514099640 | 12.5
12481 | Cover,Cord & Flt Sw/WD6405/Eyebolt | EA | 581 | 53514099657 | 16
12482 | Cover,Cord & Flt Sw/"WD6405" | EA | 531 | 53514099664 | 16
12484 | Charger,.5A Model 580 "Aquanot I"/Servic | EA | 90.5 | 53514098315 | 16
12490 | Hardware Pak,Pipe Seals | EA | 83.5 | 53514103071 | 2
12491 | Screw,.25-20X.875"Lg HH SS/Indented/Unsl | EA | 0.5 | 53514100728 | 0.02
12500 | Rotor 230/1P/200/460/575V/3P/3450/6.25"F | EA | 498 | 53514166540 | 11.4
12502 | Housing,Mtr-& Str 230V/1Ph/1750/6.25"Fr/ | EA | 1730 | 53514132293 | 74
12503 | Housing,Mtr-&Str 230V/3Ph/1750/6.25"Fr/5 | EA | 1908.5 | 53514175542 | 78
12504 | Housing,Mtr-&Str 460V/3Ph/1750/6.25"Fr/5 | EA | 1916.5 | 53514136093 | 78
12505 | Housing,Mtr-&Str 230V/1Ph/3450/6.25"Fr/5 | EA | 1794 | 53514122485 | 83
12506 | Housing,Mtr-&Str 230V/3Ph/3450/6.25"Fr/5 | EA | 1977 | 53514144401 | 83
12507 | Housing,Mtr-&Str 460V/3Ph/3450/6.25"Fr/5 | EA | 1984.5 | 53514155100 | 83
12508 | Rotor 200/230/380/460/575V/3450/6.25 Fra | EA | 835.5 | 53514144944 | 13
12509 | Rotor 200/230/460/575V/3450/6.25"Fr/3.50 | EA | 826 | 53514267711 | 12.62
12511 | Plate,Seal-Mach 140 Frame Grinder | EA | 206 | 53514187248 | 8
12513 | Adapter-Mach 140 Frame Grinder | EA | 1077.5 | 53514500214 | 55
12516 | Bearing,Radial 7308B | EA | 64 | 53514144951 | 1.43
12527 | Impeller-Mach Br 7.50" Dia/140Fr Grnd/No | EA | 928.5 | 53514172848 | 10.875
12528 | Key,.250 X .250 X 3.125"SS | EA | 14 | 53514143428 | 0.01
12529 | Screw,.25-20 X 1" Sh Cap SS | EA | 0.5 | 53514172855 | 0.02
12535 | Housing,Pump-Mach Reversing 140 Fr Grind | EA | 1169.5 | 53514193447 | 46
12537 | Housing,Pump-Mach 140 Frame Grinder/Non- | EA | 904.5 | 53514187255 | 45
12544 | Bearing,Radial 6204 | EA | 7 | 53514100155 | 0.25
12545 | Bearing,Radial 6208 | EA | 32 | 53514100162 | 1
12546 | Bearing,Radial 6210 | EA | 53 | 53514100179 | 2
12547 | Ring,Snap-5108-125-H SS Truarc/(140Fr) | EA | 17.5 | 53514100186 | 0.1
12563 | Impeller-Mach Cl 11.750"Dia/Airfoil/4"So | EA | 1301 | 53514148591 | 44
12569 | Impeller-Mach Cl 11.000"Dia/Airfoil/4"So | EA | 1301 | 53514126223 | 43.5
12571 | Impeller-Mach Cl 10.750"Dia/Airfoil/4"So | EA | 1301 | 53514126056 | 43
12572 | Impeller-Mach Cl 10.625"Dia/Airfoil/4"So | EA | 1301 | 53514154042 | 42.5
12574 | Impeller-Mach Cl 10.375"Dia/Airfoil/4"So | EA | 1301 | 53514384319 | 0
12576 | Impeller-Mach Cl 10.125"Dia/Airfoil/4"So | EA | 1301 | 53514111380 | 42
12581 | Impeller-Mach Cl 9.500" Dia/Airfoil/4"So | EA | 1301 | 53514113704 | 41.5
12584 | Impeller-Mach Cl 9.125" Dia/Airfoil/4"So | EA | 1301 | 53514160722 | 41
12585 | Impeller-Mach Cl 9.000" Dia/Airfoil/4"So | EA | 1301 | 53514419769 | 0
12595 | Spring,Bearing Preload 1.85"OD/Smalley S | EA | 8 | 53514166557 | 0.01
12603 | Cordage Term&Seal/25'/18-2 SOW-A | EA | 98.5 | 53514098483 | 1.9
12604 | Cover & Cordage/1Ph/MS/Epoxy/M6282 | EA | 364 | 53514098490 | 13.6
12605 | Cover-Mach & Handle Asm/Epoxy/(2) Std Co | EA | 154.5 | 53514098513 | 10.8
12607 | Cordage Term&Seal/25'/16-3/200V | EA | 151.5 | 53514098544 | 2.6
12608 | Rebuild Kit "I6282-A W/MS" | EA | 192.5 | 53514098568 | 8
12623 | Hardware Pak,18"Dia/3V 1.5D/(For 17-0131 | EA | 54.5 | 53514132309 | 2
12628 | Plate,Access-16"Dia/Duplex/3"D/For 17-00 | EA | 307.5 | 53514099251 | 20
12632 | Shim Set For 820/840 Grinders | EA | 53 | 53514099336 | 0.01
12637 | Plate,Access-16"Dia/Sim/For 17-0087 | EA | 239 | 53514099961 | 20
12648 | Seal,Mtr Hsg/(Viton) | EA | 12.5 | 53514100643 | 0.01
12649 | Gasket,Case/Cover(Viton) | EA | 13 | 53514100650 | 0.01
12675 | Rotor & Brg Asm 3Ph/"4290" | EA | 167.5 | 53514101084 | 4.75
12702 | Cord Term&Seal 115V/70'/12-3 SO | EA | 612 | 53514101718 | 20.1
12706 | Rod,Float-"580/585" | EA | 106 | 53514105266 | 0.01
12707 | Float,"580/585"/Square D | EA | 31.5 | 53514105273 | 0.75
12708 | Cover,Switch"580/585" | EA | 13.5 | 53514105082 | 2.5
12709 | Kit,Float & Rod | EA | 169 | 53514119874 | 2
12710 | Pin,Retaining Float Switch "580/585" | EA | 1.5 | 53514105075 | 0.03
12711 | Bracket,Mounting-Switch/"580-585" | EA | 10 | 53514105105 | 0.5
12716 | Cover & Cord 220V/1Ph/60Hz/Na/Korean Cor | EA | 249 | 53514102166 | 3
12724 | Clamp,Worm Drive Hose/SAE 28/SS w/Zinc S | EA | 2 | 53514102692 | 0.1
12726 | Nipple,Pipe 1.25" X 14"/SS | EA | 204.5 | 53514361969 | 2.67
12754 | Adapter-Mach/Ex Pr/48 Fr | EA | 710.5 | 53514159375 | 24
12846 | Stator 230/460V/3P/1750/7.5"Fr/3.25"Stc/ | EA | 5123.5 | 53514228590 | 41
12852 | Ring,Snap 1.156 Id Steel | EA | 1 | 53514172862 | 0.1
12854 | Gasket,Flange 3"Rubber | EA | 13 | 53514267056 | 0
12859 | Screw,.25-20 X 1.25" Flat Sh/SS | EA | 0.5 | 53514172879 | 0.02
12860 | Screw,.375-16 X 1.5" HH/SS | EA | 2 | 53514187231 | 0.01
12862 | Shim,Cutter(.002)140 Fr Grinder | EA | 16 | 53514486631 | 0.005
12863 | Shim,Cutter(.003)140 Fr Grinder | EA | 14 | 53514486648 | 0.005
12864 | Shim,Cutter(.005)140 Fr Grinder | EA | 11.5 | 53514486655 | 0.005
12869 | Capacitor,50Uf/370Vac/(Size 3.75"Lg X 2" | EA | 69.5 | 53514127718 | 0.5
12870 | Capacitor,270-324Uf/250Vac/(Size 3.38"X2 | EA | 47.5 | 53514164157 | 0.45
12874 | Housing,Mtr-&Str 200V/3Ph/3450/6.25"Fr/5 | EA | 1978 | 53514229290 | 89
12878 | Switch,Vertical-Res Alt | EA | 99 | 53514143718 | 1.24
12879 | Bracket,Vertical Switch | EA | 8.5 | 53514335496 | 0.1
12883 | Rebuild Kit "6294/6295" | EA | 181.5 | 53514103262 | 8
12885 | Rotor & Brg 230/460V/3Ph/.5Hp | EA | 147 | 53514103835 | 4.5
12887 | Cordage Term&Seal/35'Cd/18-2 SOW-A/MS/1P | EA | 132 | 53514103842 | 2.6
12888 | Cordage Term&Seal/35'Cd/14-6 SOW-A/Power | EA | 409.5 | 53514103859 | 4.6
12897 | Plate,Access-Blank For 20" Dia Hole | EA | 393.5 | 53514104016 | 12
12928 | Cordage Term&Seal/20'/18-5 Soo-A/M&T Sen | EA | 150 | 53514104160 | 2.6
12930 | Screw 8-32 X 1" RHM-Sl SS | EA | 0.5 | 53514358891 | 0.01
12934 | Rebuild Kit "840/6840" 5-Wire Cd Sensor | EA | 436 | 53514104214 | 11
12953 | Seal,Cord-Asm/Sensor Cd/SOW 5Cdt or H07R | EA | 20 | 53514104337 | 0.01
12977 | Impeller Asm 3Ph "163" | EA | 188.5 | 53514105372 | 1.9
12984 | Impeller Asm 3Ph/ "185" | EA | 216 | 53514105341 | 2
12987 | Carton,ZCO Accessories | EA | 7.5 | 53514317669 | 0.9
13017 | Basin,Sink Pump "Dp/Pd" Injection Molded | EA | 40.5 | 53514122829 | 2.5
13018 | Cover,Sink Pump "Dp/Pd" Injection Molded | EA | 21.5 | 53514122256 | 1.15
13019 | Cordage Term&Seal/50'/14-3 SO/230V/1Ph/2 | EA | 414 | 53514105440 | 8.7
13043 | Cover,Diverter Container/Tru-Flow Splitt | EA | 38 | 53514153670 | 2.03
13046 | Cord Term&Seal 115V/25'/16-3 SJTW-A/Nona | EA | 94 | 53514105648 | 2.6
13047 | Housing,Mtr-&Str &Rotor Asm/230V/1Ph | EA | 1677 | 53514106089 | 52
13048 | Housing,Mtr-&Str &Rotor Asm/200V/1Ph | EA | 1685.5 | 53514106096 | 59
13049 | Housing,Mtr-&Str &Rotor Asm/200V/3Ph | EA | 1709.5 | 53514106102 | 50
13050 | Housing,Mtr-&Str &Rotor Asm/230V/3Ph | EA | 1773.5 | 53514106119 | 50
13051 | Housing,Mtr-&Str &Rotor Asm/460V/3Ph | EA | 1770 | 53514106126 | 50
13052 | Housing,Mtr-&Str &Rotor Asm/575V/3Ph | EA | 1625 | 53514106133 | 47
13057 | Cord Term&Seal 460V/20'/16-4 SOW/Na | EA | 113.5 | 53514105914 | 1.8
13061 | Impeller-Mach "405" Trimmed 6.375"D W/Ke | EA | 179.5 | 53514365875 | 0
13062 | Rotor & Brg 230V/1Ph/1Hp/DS | EA | 186 | 53514105983 | 6.5
13069 | Relay,230V/3Ph | EA | 127.5 | 53514167578 | 0.5
13070 | Bracket,Relay/3 Phase | EA | 4.5 | 53514169558 | 0.02
13073 | Cap,1.5"Tubular Black | EA | 5 | 53514310578 | 0.05
13081 | Housing,Mtr-&Stator 115V/1Ph/.5Hp/3450 R | EA | 1053.5 | 53514205812 | 0
13087 | Housing,Mtr-&Stator 230V/1Ph/2Hp/3450 RP | EA | 1282 | 53514403836 | 0
13088 | Housing,Mtr-&Stator 115V/1Ph/.5Hp/1725 R | EA | 1040.5 | 53514368180 | 0
13096 | Housing,Mtr-&Stator 200V/3Ph/.5Hp/3450 R | EA | 978.5 | 53514421243 | 0
13105 | Housing,Mtr-&Stator 460V/3Ph/2Hp/3450 RP | EA | 1477.5 | 53514493875 | 55
13107 | Housing,Mtr-&Stator 200V/3Ph/.5Hp/1725 R | EA | 1120.5 | 53514402488 | 0
13149 | Cover & Cord 3Ph/16-4 SOW/25' | EA | 328.5 | 53514111571 | 12.5
13193 | Oil,Dielectric-Regal 22 | EA | 54.5 | 53514502096 | 8
13201 | Cordage Cond&Sls/HT/6'/16-4/Auto/3163 | EA | 334.5 | 53514106607 | 1.2
13211 | Case Switch & Cord 3Ph/Auto/"282" | EA | 382.5 | 53514117047 | 12.2
13212 | Wire Pkg (9) Wires | EA | 55.5 | 53514117054 | 0.1
13214 | Switch Asm "282"/3Ph/Auto | EA | 49.5 | 53514117085 | 0.2
13215 | Rebuild Kit "280"/3Ph/Auto | EA | 231 | 53514117078 | 8
13216 | Filter,Cartridge | EA | 54 | 53514233013 | 0
13217 | Asm,Filter,Sleeve/WW1 | EA | 36 | 53514314453 | 0
13218 | Gasket,Rubber Alignment | EA | 8.5 | 53514177577 | 0.013
13219 | Nipple,Pipe 1.5" X 32" Galv | EA | 137 | 53514388058 | 0
13223 | Case Switch & Cord 3Ph/Auto/"284" | EA | 381.5 | 53514117092 | 12.2
13231 | Conduit-Mach 25' "HT" | EA | 704 | 53514151355 | 2.25
13235 | Lubricant,Rubber P-80 | EA | 57.5 | 53514185602 | 2.32
13236 | Hardware Pak,Tru-Flow Splitter System | EA | 54 | 53514148072 | 0.412
13237 | Level,Tubular Bubble/.375"Dia X 1.375"Lo | EA | 1.5 | 53514308797 | 0.01
13241 | Pipe,Pvc 4" X 6"/W-Mach Slots/Sdr 35 | EA | 14 | 53514436438 | 0
13243 | Impeller-Plastic High Head/152 | EA | 11 | 53514138455 | 0.185
13268 | Housing,Mtr-&Stator 200V/1Ph/.5Hp/X6282 | EA | 1018.5 | 53514232757 | 0
13273 | Housing,Mtr-&Stator 230V/1Ph/3Hp/X6404/X | EA | 1265 | 53514319526 | 0
13302 | Kit,Assembly/Auto/72 | EA | 57.5 | 53514115180 | 0.6
13310 | Pipe,Pvc 30"Dia X 8" Ultra-Core | EA | 188 | 53514153960 | 20
13311 | Pipe,Pvc 30"Dia X 1' Ultra-Core | EA | 229 | 53514187521 | 30
13325 | Screw,#14 X 3"Flat Hd/Square Drive/Type | EA | 1 | 53514142551 | 0.03
13326 | Housing,Mtr-&Str 575V/3Ph/3450/6.25"Fr/3 | EA | 1688.5 | 53514321130 | 0
13327 | Housing,Mtr-& Str 200V/3Ph/3450/6.25"Fr/ | EA | 1698 | 53514190064 | 59.5
13328 | Housing,Mtr-&Str 230V/3Ph/3450/6.25"Fr/3 | EA | 1719 | 53514362966 | 0
13335 | Nipple,Pipe .75Npt X 4.5" Black | EA | 8.5 | 53514174255 | 0.5
13336 | Housing,Mtr-&Str 460V/3Ph/3450/6.25Fr/3. | EA | 1713.5 | 53514215064 | 80
13337 | Kit,Thermo Asm 125C | EA | 133 | 53514111182 | 0.1
13338 | Seal,Thru Wall Term/10-24Thd X .180 Pin | EA | 13.5 | 53514166106 | 0.018
13340 | Seal,Thru Wall Term/10-24Thd X 10-24Thd | EA | 11 | 53514209254 | 0.02
13344 | Clamp,Cord Seal-Mach/140Frame/8 Ga Cord | EA | 97 | 53514172510 | 2.25
13345 | Seal,Cord-Polyflex Pvc/140 Frame/8 Ga Co | EA | 15.5 | 53514152246 | 0.117
13346 | Seal,Cord W-Sensors-Polyflex Pvc/140 Fr/ | EA | 15.5 | 53514172527 | 0.119
13347 | Terminal,Ring #10 For #8Wire | EA | 2 | 53514250171 | 0.01
13349 | Nut,#10-24 Brass | EA | 0.5 | 53514250157 | 0.01
13350 | Washer,Flat #10S Brass .20"Id-7/16"OD X | EA | 0.5 | 53514228477 | 0.01
13352 | Cover & Cord Asm 25'Cd/8-4/140 Frame | EA | 1004 | 53514191252 | 28.7
13353 | Cover & Cord Asm 25'Cd/8-4/Sen 18-5/140 | EA | 1128 | 53514121976 | 31.9
13355 | Cover & Cord Asm 35'Cd/8-4/Sen 18-5/140 | EA | 1361.5 | 53514393397 | 0
13356 | Cover & Cord Asm 50'Cd/8-4/140 Fr | EA | 1483.5 | 53514194499 | 43.8
13357 | Cover & Cord Asm 50'Cd/8-4/Sen 18-5/140 | EA | 1711.5 | 53514163693 | 49.8
13358 | Cover & Cord Asm 75'Cd/8-4/140 Fr | EA | 1968 | 53514194093 | 59
13360 | Cover & Cord Asm 25'Cd/12-4/Ring Term/14 | EA | 655 | 53514179557 | 22.2
13361 | Cover & Cord 25'Cd/12-4/Ring Term/Sen 18 | EA | 800 | 53514118303 | 25.5
13362 | Cover & Cord Asm 35'Cd/12-4/Ring Term/14 | EA | 654 | 53514420642 | 0
13364 | Cover & Cord Asm 50'Cd/12-4/Ring Term/14 | EA | 755.5 | 53514241643 | 0
13365 | Cover & Cord 50'Cd/12-4/Ring Term/Sen 18 | EA | 983.5 | 53514208370 | 29
13367 | Cover & Cord 75'Cd/12-4/Ring Term/Sen 18 | EA | 1251 | 53514478452 | 0
13368 | Screw,.375-16 X 1"Lg HH SS (Nylock Pre-C | EA | 4.5 | 53514111359 | 0.015
13426 | Hardware Pak-24"Dia Fg | EA | 62 | 53514122669 | 1
13427 | Seal,Foam-Bsn Cvr/24"/Psa/1.5" X .25" X | EA | 13 | 53514295929 | 0.5
13438 | Kit,Assembly/Auto/76 | EA | 63.5 | 53514115197 | 2
13439 | Kit,Assembly/Non-Auto/72/211 | EA | 13.5 | 53514115203 | 0.03
13451 | Seal,Shaft "300" Series | EA | 51.5 | 53514115494 | 1
13452 | Housing,Pump-Volute/Md 300/301/302/Cas | EA | 299.5 | 53514115500 | 8
13453 | Housing,Pump-Volute/Md 303/304/Cast Iron | EA | 264 | 53514115517 | 8
13454 | Housing,Pump-Volute/Md 305/306/307/Cas | EA | 299.5 | 53514115524 | 8
13455 | Screw,.375-16 X 1.25" Cap/"300" Series | EA | 7 | 53514115531 | 0.019
13456 | Plug,Pipe-"300" Series | EA | 7 | 53514115548 | 0.5
13457 | Valve,Cock-Pet/.25"NPT/"300" Series | EA | 19.5 | 53514115555 | 0.5
13458 | Seal,O-Ring Volute "300" Series | EA | 7 | 53514115562 | 0.01
13459 | Base,Motor/Sq Flange "300" Series | EA | 51.5 | 53514115579 | 6
13461 | Impeller "300" Series/Brass | EA | 49.5 | 53514115593 | 2
13462 | Impeller "301" Series/Brass | EA | 72 | 53514115609 | 2
13463 | Impeller "302" Series/Brass | EA | 53.5 | 53514115616 | 2
13464 | Impeller "303" Series/Brass | EA | 53.5 | 53514115623 | 2
13465 | Impeller "304" Series/Brass | EA | 56.5 | 53514115630 | 2
13467 | Impeller "306" Series/Plastic | EA | 67.5 | 53514115654 | 2
13469 | Housing,Pump "330" Series/Cast Iron | EA | 281.5 | 53514115678 | 14.4
13470 | Seal,O-Ring/Diffuser "330" Series | EA | 27.5 | 53514115685 | 2
13471 | Plug,Avc "330" Series | EA | 8 | 53514115692 | 0.1
13473 | Impeller "331" Series/Plastic | EA | 55 | 53514115715 | 2
13474 | Impeller "332" Series/Plastic | EA | 56.5 | 53514115722 | 2
13476 | Diffuser "330" Series | EA | 21.5 | 53514115746 | 1
13477 | Diffuser "331" Series | EA | 21.5 | 53514115753 | 1
13478 | Diffuser "332" Series | EA | 21.5 | 53514115760 | 1
13479 | Diffuser "333" Series | EA | 21.5 | 53514115777 | 1
13480 | Seal,O-Ring Housing "330" Series | EA | 6 | 53514115784 | 2
13481 | Seal,Shaft "330" Series | EA | 45 | 53514115791 | 0.5
13482 | Screw,#8-32 X .5" Mach/SS/C'Sunk/Type 1 | EA | 4.5 | 53514115814 | 0.01
13483 | Plate,"330" Series | EA | 37 | 53514115807 | 0.5
13484 | Hardware Pak,18"Dia/0V 1.5D/(For 17-0294 | EA | 55 | 53514260392 | 0
13505 | Hub,Inlet-3"/Female Slip/Combo Hub | EA | 123 | 53514119393 | 3
13506 | Kit,Assembly/Non-Auto/76 | EA | 20 | 53514115210 | 2
13562 | Housing,Mtr-& Str 575V/3Ph/1750/6.25"Fr/ | EA | 1721.5 | 53514306298 | 65
13564 | Cord & Clamp Asm 25'Cd/12-4 SOW-A/140 Fr | EA | 418.5 | 53514115449 | 10.5
13565 | Cord & Clamp Asm 25'Cd/12-4/Sensor 18-5/ | EA | 560.5 | 53514115456 | 13.5
13566 | Cord & Clamp Asm 25'Cd/8-4 SOW/140 Frame | EA | 711.5 | 53514115463 | 17.5
13567 | Cord & Clamp Asm 25'Cd/8-4/Sen 18-5/140 | EA | 836.5 | 53514115470 | 20.5
13568 | Shim Set For 71 Hd Grinders | EA | 227.5 | 53514115487 | 0.2
13570 | Cutter,S.S./140 Frame Grinder | EA | 307.5 | 53514143411 | 1.3
13572 | Impeller-Mach Br 7.125" Dia/140Fr/Grnd/N | EA | 1011.5 | 53514187262 | 10.5
13575 | Plate,Mounting-Mach 3"D/Flygt Retrofit | EA | 488.5 | 53514190088 | 22.5
13589 | Impeller-Mach Br/6.0"Dia/High Flow/Non R | EA | 760.5 | 53514314545 | 0
13590 | Motor 230/460V/3Ph/20Hp/Us Inverter Duty | EA | 5867.5 | 53514123949 | 239
13598 | Impeller-Mach Br 5.25" Dia/140Fr Grnd/No | EA | 1011.5 | 53514174279 | 8.125
13605 | Impeller-Mach Br 6.125" Dia/140Fr Grnd/N | EA | 1011.5 | 53514264024 | 9.5
13606 | Impeller-Mach Br 6.250" Dia/140Fr Grnd/N | EA | 1011.5 | 53514306274 | 0
13607 | Impeller-Mach Br 6.375" Dia/140Fr Grnd/N | EA | 1011.5 | 53514172916 | 8
13629 | Impeller-Mach Br 5.125" Dia/140Fr Grnd/R | EA | 691.5 | 53514201968 | 6
13633 | Ring,Snap 1.156 Id S.S. | EA | 7.5 | 53514187224 | 1
13634 | Cutter & Disc Asm 7100 Series Non Rev | EA | 1263.5 | 53514132316 | 7.5
13635 | Cutter & Disc Asm 7100 Series Rev | EA | 1263.5 | 53514132323 | 7.5
13644 | Impeller-Mach Br 4.375" Dia/Rev 140 Fr G | EA | 691.5 | 53514150969 | 6
13653 | Impeller-Mach Br 5.250" Dia/High Flow/No | EA | 869.5 | 53514401818 | 0
13657 | Impeller-Mach Br 4.750" Dia/High Flow/No | EA | 869.5 | 53514468521 | 2
13661 | Impeller-Mach Br 4.250" Dia/High Flow/No | EA | 815.5 | 53514330583 | 0
13666 | Impeller-Mach SO 10.25" Dia/180Fr | EA | 540 | 53514138295 | 27
13671 | Impeller-Mach SO 9.625" Dia/180Fr | EA | 540 | 53514135539 | 26
13680 | Impeller-Mach SO 9.500" Dia/210Fr/3"Sol | EA | 561 | 53514190613 | 25.5
13681 | Impeller-Mach SO 9.375" Dia/210Fr/3"Sol | EA | 561 | 53514312107 | 0
13699 | Bushing,Oil Lube-Mach 140 Frame/Ex Pr | EA | 133 | 53514207274 | 1
13701 | Adapter-Mach 140 Frame/Ex Pr | EA | 689.5 | 53514504809 | 69
13703 | Plate,Seal-Mach 140/Ex Pr | EA | 368 | 53514502140 | 15
13705 | Rotor 200-230-460-575/3P1725/6.25Fr/3.0 | EA | 559 | 53514213497 | 11.6
13706 | Rotor 200-230-460-575/3P/1725/6.25Fr/3.2 | EA | 489.5 | 53514477684 | 13.3
13713 | Bearing,Radial-6308 | EA | 53.5 | 53514323516 | 1.35
13717 | Plate,Seal-Mach 140 Frame/Ex Pr | EA | 344.5 | 53514214456 | 11.5
13729 | Carton,Drain Basin Pump/50 Series | EA | 17 | 53514153878 | 1.561
13730 | Seal,Foam,.375" W X 41" L X .250" Thk | EA | 20.5 | 53514339555 | 0.02
13732 | Pipe,Discharge-Asm/104/105/110/115/120 | EA | 23.5 | 53514144807 | 0.6
13740 | Resistor,330K Ohm/2 Watt/5% | EA | 1.5 | 53514170097 | 0.01
13741 | Sensor,Moisture Asm/Ex Pr/Single Seal | EA | 24 | 53514256548 | 0.03
13743 | Resistor,Moisture Asm/DS/Sew-Eff | EA | 23.5 | 53514124205 | 0.01
13747 | Rebuild Kit "XE4189" | EA | 266.5 | 53514117313 | 8
13751 | Fitting,Adapter/Sanitary Tee/Sch 40 To 3 | EA | 30.5 | 53514170806 | 1.345
13752 | Carton Asm "820/6820" | EA | 54.5 | 53514221881 | 0
13756 | Guide,Float Rod/Homeguard | EA | 5.5 | 53514143282 | 0.02
13764 | Clamp,Strain Relief/2Ear.563/Zinc Pl Stl | EA | 3.5 | 53514159887 | 1
13765 | Clamp,Strain Relief/2Ear .625"Zinc Pl St | EA | 3 | 53514159894 | 0.01
13827 | Valve,Check-Condensate Pump | EA | 11 | 53514113339 | 0.2
13845 | Seal,Cord Klienhuis/.669-.984 | EA | 35.5 | 53514151874 | 0.086
13873 | Motor,12Vdc "Aquanot" | EA | 383 | 53514123895 | 10.6
13883 | Cover & Cordage 200V/1Ph/20' | EA | 301 | 53514115418 | 12.7
13888 | Hoist,Portable/Adjust-Able/S.S./1000 Lb | EA | 6672 | 53514114916 | 96
13889 | Hdwe Kit,Hoist Installation/For 1000 Lb | EA | 1011.5 | 53514114923 | 10
13892 | Seal,Shaft-Asm/Sc Stat/Sc Rotary/Buna-N | EA | 342.5 | 53514115135 | 0.2
13910 | Seal,Ring 5.734Id-256 Viton | EA | 13.5 | 53514166083 | 0.01
13911 | Seal,Ring 6.734 Id-261 Viton | EA | 14.5 | 53514166090 | 0.01
13935 | Seal,Cord/.236-.422 Dia/Cord Grip W-Nuts | EA | 42.5 | 53514207007 | 1
13938 | Seal,O-Ring-(222)Drain Pump | EA | 2 | 53514310561 | 0
13943 | Arm & Seal Asm/Hung | EA | 12.5 | 53514194666 | 0.2
13951 | U-Bolt,.375"-16 X 1.25 ID/SS | EA | 38.5 | 53514163792 | 0.15
13952 | Cordage Term&Seal/50'/14-6 SOW-A/Power/" | EA | 560.5 | 53514116941 | 7
13953 | Cordage Term&Seal/50'/18-2 SOW-A/MS/1Ph/ | EA | 120 | 53514116958 | 3.6
13965 | Rod,Flt-SS/30" Lg For Ftbragg Panel/10-0 | EA | 250 | 53514117139 | 5
14015 | Hardware Pak,Hub Kit/Curved/2-4" | EA | 51.5 | 53514193423 | 1
14043 | Seal,Cord-Asm/Intermittent Hi Temp/2057/ | EA | 23 | 53514125431 | 0.2
14044 | Cord Term&Seal 115V/15'/16-3 SOOW/Na/205 | EA | 152.5 | 53514125479 | 1.6
14045 | Cord Term&Seal 230V/15'/16-3SOOW/Na/2057 | EA | 145 | 53514125462 | 1.6
14046 | Cord Term&Seal 115V/16-3SOOW/Na/2137/228 | EA | 150.5 | 53514125455 | 1.6
14047 | Cord Term&Seal 230V/15'/16-3SOOW/Na/2137 | EA | 143 | 53514125448 | 1.6
14048 | Stator W-Screws/115V/1Ph/2057 | EA | 120.5 | 53514125486 | 3.33
14049 | Stator W-Screws/230V/1Ph/2057 | EA | 123 | 53514125493 | 7.5
14050 | Stator W-Screws/115V/1Ph/2098 | EA | 157.5 | 53514125509 | 4.55
14056 | Housing,Mtr-& Term Asm/2057/2098 | EA | 61.5 | 53514125561 | 6.8
14057 | Oil,Dielectric-(18.9 Oz)Intermittent HT/ | EA | 52 | 53514125578 | 1.2
14058 | Rebuild Kit "2057" 12-00Thru Current | EA | 161 | 53514125615 | 8
14059 | Rebuild Kit "2098" 12-00Thru Current | EA | 170 | 53514125622 | 8
14060 | Rebuild Kit "2137" 12-00Thru Current | EA | 191 | 53514125639 | 3
14061 | Rebuild Kit "2282" 12-00Thru Current | EA | 275 | 53514125646 | 3
14062 | Kit,Assembly/Auto/211 | EA | 58 | 53514125769 | 0.6
14100 | Cover & Cordage/1Ph/14-5/Ex Pr/Handle | EA | 833 | 53514132569 | 19.5
14101 | Cover & Cordage 3Ph/14-8/Ex Pr/Handle | EA | 838 | 53514132576 | 22
14102 | Cover & Cordage/1Ph/12-5/Ex Pr/Handle | EA | 793.5 | 53514132682 | 21.4
14104 | Rotor & Brg Asm/115V/1Ph/X161/163/292 | EA | 450 | 53514132729 | 9
14105 | Rotor & Brg Asm/200-230V/1Ph /.5Hp/X161/ | EA | 450 | 53514132736 | 9
14106 | Rotor & Brg Asm/200/230/460V/3Ph/.5Hp/X1 | EA | 471 | 53514132743 | 9
14107 | Shield,Shaft & Resistor Asm/Ex Pr/1 Seal | EA | 139.5 | 53514132750 | 3
14108 | Rotor & Brg Asm/200-230V/1Ph/X165/185/29 | EA | 460.5 | 53514132767 | 9
14109 | Rotor & Brg Asm/200-575V/3Ph/X165/185/29 | EA | 496.5 | 53514132774 | 9
14110 | Rotor & Brg Asm/200-230V/1Ph/2Hp/Ex Pr | EA | 502.5 | 53514132781 | 9
14111 | Rotor & Brg Asm/200-575V/3Ph/2Hp/Ex Pr | EA | 571 | 53514132798 | 9
14112 | Rotor & Brg Asm/115-230V/1Ph/X282 | EA | 471 | 53514132804 | 9
14113 | Rotor & Brg Asm/200-460V/3Ph/X282 | EA | 470 | 53514132811 | 9
14114 | Rotor & Brg Asm/200-230V/1Hp/X284 | EA | 457 | 53514132828 | 9
14115 | Rotor & Brg Asm/200-460V/3Ph/X284 | EA | 511.5 | 53514132835 | 9
14116 | Rotor & Brg Asm/575V/3Ph/1&3Ph/X405 | EA | 535 | 53514132842 | 9
14117 | Oil,Dielec-(50 Oz) | EA | 56 | 53514132583 | 3.125
14118 | Oil,Dielec-(64 Oz) | EA | 61.5 | 53514132590 | 9
14121 | Rebuild Kit/Ex Pr/Single Seal,NonAuto,1& | EA | 151.5 | 53514132668 | 9
14139 | Plate,Mounting-Mach 3"D/Flygt Retrofit/B | EA | 2269 | 53514174460 | 26
14141 | Guide Rail Asm/Upper/Flygt/SS/2" | EA | 430.5 | 53514148607 | 6.8
14142 | Seal,Rail Disconnect 3" | EA | 32 | 53514143947 | 0.182
14150 | Cover-Mach 12-14Ga Cd/Gland | EA | 150 | 53514159832 | 10.75
14152 | Cover-Mach (1)12-14Ga/(1)Std Cd/Gland | EA | 150 | 53514159856 | 10.75
14154 | Case-Mach 12-14Ga Cd/Gland | EA | 150 | 53514159870 | 9.5
14155 | Case Switch & Cord 115V/1Ph/14Ga/20A/20' | EA | 428.5 | 53514149154 | 14.4
14156 | Case Switch & Cord 200V/1Ph/14Ga/20'/Gla | EA | 403 | 53514149192 | 14.4
14157 | Case Switch & Cord/200V/1Ph/12Ga/20'/Gla | EA | 431.5 | 53514149215 | 16.2
14158 | Cover & Cord 115V/1Ph/14Ga/15A/20'/Gland | EA | 348.5 | 53514149239 | 14.3
14159 | Cover & Cord 200V/1Ph/14Ga/20'/Gland | EA | 337 | 53514149253 | 14.3
14160 | Cover & Cord 200V/1Ph/12Ga/20'/Gland | EA | 406.5 | 53514149277 | 16.2
14161 | Cover & Cord 3Ph/14Ga/20'/Gland | EA | 475 | 53514149291 | 14.3
14162 | Cover & Cord 230V/1Ph/14Ga/20A/20'/Gland | EA | 371 | 53514149314 | 14.3
14163 | Cover & Cord 230V/1Ph/14Ga/15A/20'/Gland | EA | 370.5 | 53514149338 | 14.3
14164 | Cover & Cord 200V/1Ph/12Ga/20'/Gland/Eye | EA | 452 | 53514149345 | 16.3
14165 | Cover & Cord 3Ph/14Ga/20'/Gland/Eyebolt | EA | 449.5 | 53514149352 | 14.4
14166 | Cover & Cord 230V/1Ph/14Ga/20A/20'/Gland | EA | 364.5 | 53514149369 | 14.4
14167 | Case Switch & Cord 230V/1Ph/14Ga/20A/20' | EA | 414.5 | 53514149390 | 14.3
14168 | Cord Term&Seal 115V/1Ph/20'/14Ga/Auto/Gl | EA | 176.5 | 53514149147 | 3.6
14169 | Cord Term&Seal 115V/1Ph/20'/14Ga/15A/Na/ | EA | 171 | 53514149222 | 3.6
14170 | Cord Term&Seal 200V/1Ph/20'/12Ga/Auto/Gl | EA | 193.5 | 53514149208 | 5.4
14171 | Cord Term&Seal 200V/1Ph/20'/12Ga/Na/Glan | EA | 194.5 | 53514149260 | 5.4
14172 | Cord Term&Seal 200V/1Ph/20'/14Ga/Auto/Gl | EA | 124 | 53514149185 | 3.6
14173 | Cord Term&Seal 200V/1Ph/20'/14Ga/Na/Glan | EA | 125 | 53514149246 | 3.6
14174 | Cord Term&Seal 230V/1Ph/20'/14Ga/20A/Aut | EA | 160 | 53514149383 | 3.6
14175 | Cord Term&Seal 230V/1Ph/20'/14Ga/20A/Na/ | EA | 161 | 53514149307 | 3.6
14176 | Cord Term&Seal 230V/1Ph/20'/14Ga/15A/Na/ | EA | 161 | 53514149321 | 3.6
14177 | Cord Term&Seal 3Ph/20'/14Ga/Na/Gland | EA | 245.5 | 53514149284 | 3.6
14178 | Cover & Cord 115V/1Ph/14Ga/15A/20'/MS/Gl | EA | 446 | 53514149406 | 16
14179 | Cover & Cord 115V/1Ph/18Ga/15'/MS | EA | 333 | 53514149413 | 12.5
14180 | Cover & Cord 200V/1Ph/16Ga/20'/MS | EA | 404 | 53514149420 | 12.6
14181 | Cover & Cord 200V/1Ph/14Ga/20'/MS/Gland | EA | 425.5 | 53514149437 | 15.6
14182 | Cover & Cord 200V/1Ph/12Ga/20'/MS/Gland | EA | 522.5 | 53514149444 | 15.6
14183 | Cover & Cord 200V/1Ph/16Ga/15'/MS | EA | 361 | 53514149451 | 13.2
14184 | Cover & Cord 200V/1Ph/16Ga/15'/MS | EA | 360.5 | 53514149468 | 13.2
14185 | Cover & Cord 230V/1Ph/16Ga/20'/MS | EA | 417 | 53514149475 | 14.1
14186 | Cover & Cord 230V/1Ph/14Ga/20A/Mst Sen/G | EA | 489 | 53514149604 | 15.6
14187 | Cover & Cord 230V/1Ph/14Ga/15A/20'/MS/Gl | EA | 459.5 | 53514149611 | 15.6
14188 | Cover & Cord 230V/1Ph/16Ga/15'/MS | EA | 331 | 53514149628 | 13.6
14189 | Cover & Cord 3Ph/16Ga/20'/MS | EA | 430 | 53514149642 | 13.7
14190 | Cover & Cord 3Ph/14Ga/20'/MS/Gland | EA | 563.5 | 53514149659 | 15.6
14191 | Cover & Cord 3Ph/16Ga/15'/MS | EA | 342.5 | 53514149666 | 12.9
14192 | Seal,Cord Asm&Str Rlf/12-3/14-3/14-4/Gla | EA | 39 | 53514254230 | 0.2
14193 | Rebuild Kit,Single Seal/Na/160-405 | EA | 263.5 | 53514149673 | 8
14194 | Rebuild Kit,Dbl Sl/1&3Ph/W & W-O Ms/4160 | EA | 297.5 | 53514149680 | 8
14196 | Rotor & Brg Asm 1Ph/4165/4185/4293 | EA | 131 | 53514149727 | 5.5
14197 | Rotor & Brg Asm 1Ph/4282 | EA | 113 | 53514149734 | 3.28
14198 | Rotor & Brg Asm 3Ph/4282 | EA | 135.5 | 53514149758 | 4.5
14210 | Terminal,Adapter (1)Fem X (2)Male Flags | EA | 1 | 53514167592 | 0.01
14229 | Housing,Pump-Mach Hi Head/152/153 | EA | 137.5 | 53514138448 | 12.65
14240 | Impeller-Plastic Molded/High Head | EA | 10.5 | 53514163938 | 0.212
14249 | Carton,Internal Pump/105Drain Pump Syste | EA | 6 | 53514213732 | 0.713
14256 | Seal,Mtr Hsg/Viton | EA | 6.5 | 53514126520 | 0.01
14257 | Seal,Sq-Ring Adapter 840/Viton | EA | 18.5 | 53514126537 | 0.01
14273 | Cord Term&Seal 200V/50' Cd/12-3 SO/Nonau | EA | 430.5 | 53514117894 | 13.2
14276 | Cordage Cond&Sls/HT/8'/16-4/Auto/3161 | EA | 406 | 53514117931 | 1.6
14277 | Conduit-Mach 15' "HT" | EA | 424 | 53514117962 | 1.4
14295 | Cord Term & Seal 20'/115V/Wo Insul/"140- | EA | 117.5 | 53514119027 | 2.1
14321 | Hardware Pak,30,36,48"D/Blnk Cvr/10'T/(1 | EA | 44.5 | 53514121891 | 4
14324 | Lid,12"Dia/Media Filter Riser | EA | 104.5 | 53514170981 | 4
14328 | PPL,Moisture Sensor Asm/2-7/16" | EA | 51.5 | 53514303952 | 0.1
14331 | Cord Term&Seal 200V/20'/12-3 SO/Auto | EA | 242.5 | 53514122454 | 5.4
14334 | Screw,.625-11X2.5" Lg HH Cap SS | EA | 5 | 53514136178 | 0.27
14337 | Carton,Sanitary Tee/Single Pack | EA | 14.5 | 53514317676 | 0
14357 | Plug,Protector #56/Plastic | EA | 0.5 | 53514420604 | 0.01
14365 | Fitting,Pvc .75" 90D Std Sweep/Slp X Spi | EA | 6.5 | 53514176075 | 0.21
14366 | Valve,Ball/.75"/Pvc/FPT Both Ends/Sch 40 | EA | 19 | 53514176068 | 0.5
14378 | Seal,Pipe Boot 1" To 6" | EA | 215.5 | 53514329617 | 0.826
14416 | Cordage Term&Seal/25'/16-4 SOW/3Ph | EA | 165 | 53514123246 | 2.2
14417 | Cordage Term&Seal/25'/14-4 SO/3Ph | EA | 258.5 | 53514123253 | 5.2
14424 | Kit,Repair/For 20Hp Reliance Motor P/N(0 | EA | 2034.5 | 53514123345 | 4
14425 | Cordage Cond&Sls/HT/9'/16-3 Sow-A/W-90 | EA | 439 | 53514123376 | 2.3
14430 | Cordage Cond&Sls/HT/9'/16-4 SOW or SOOW/ | EA | 429.5 | 53514123826 | 2
14432 | Seal,O Ring-For Campbell Rail System/39- | EA | 11 | 53514124014 | 0.01
14433 | Seal,O Ring-For Campbell Rail System/39- | EA | 11.5 | 53514124021 | 0.05
14434 | Switch,Float Type P/Rotoflt/N.O./40'Cd/S | EA | 614 | 53514123871 | 7.5
14445 | Carton,Flexible Discharge Asm | EA | 53.5 | 53514328030 | 1.422
14447 | Fitting,Rail-Mach 2.5/3"Hor Disc Elbow | EA | 1060.5 | 53514202330 | 79
14449 | Pipe,Pvc 24"Dia X 18" Ultra Ribbed | EA | 578.5 | 53514195007 | 19
14450 | Pipe,Pvc 30"Dia X 18" Ultra-Core | EA | 331 | 53514183493 | 45
14456 | Plate,Guide-EZ Out Rails/1.25"-3"/S.S. | EA | 234.5 | 53514171346 | 2
14462 | Cord Term&Seal 230V/1Ph/Man Run/"820-682 | EA | 393.5 | 53514124526 | 10.2
14470 | Shield,Orifice 4" For 1.25" Pipe | EA | 8.5 | 53514272197 | 0.2083
14478 | Cap,Protector-2"/White/Plastic | EA | 2.5 | 53514298593 | 0.01
14479 | Hardware Pak,507 Pump Mounting | EA | 14.5 | 53514128852 | 0.2
14480 | Hardware Pak,F&W Fitting | EA | 72 | 53514128869 | 1.5
14482 | Elbow,Close Quarter/3" Vert Discharge/39 | EA | 388 | 53514128807 | 6
14502 | Seal,Pipe-.375"(For 1" Hole) | EA | 10.5 | 53514140496 | 0.05
14503 | Seal,Pipe-.5"(For 1.25" Hole) | EA | 8.5 | 53514131098 | 0.07
14504 | Seal,Pipe-.75" (For 1.25"Hole) | EA | 26 | 53514140472 | 0.07
14505 | Seal,Pipe-1" (For 1.75" Hole) | EA | 13 | 53514140489 | 0.08
14513 | Clamp,Pipe & Tether For Flt Sw | EA | 13 | 53514125363 | 0.15
14520 | Switch,Flt/115V/Vert Master/30'/2-Stp/Sm | EA | 93 | 53514125790 | 2.75
14530 | Cord Term&Seal 115V/20'/18-3 SJTW or SJT | EA | 96 | 53514126094 | 2.7
14531 | Cord Term&Seal 230V/20'/16-3 SOW/15A Plu | EA | 168.5 | 53514126100 | 2.7
14532 | Stator W-Screws 115V/1Ph/.4Hp/"152" | EA | 96 | 53514126117 | 6.5
14534 | Stator W-Screws 115V/1Ph/.5Hp/"153" | EA | 111 | 53514126131 | 7.3
14536 | Rotor & Bearing Asm 115/230V/1Ph/.4Hp/"1 | EA | 40 | 53514126155 | 4
14538 | Rebuild Kit 115V/"152/153" | EA | 177 | 53514126193 | 8
14539 | Rebuild Kit 230V/"152/153" | EA | 249 | 53514126209 | 8
14553 | Gasket,Case/Cover/Viton | EA | 8.5 | 53514170103 | 0.02
14554 | Seal,Shaft-Asm .5" Dia/HT/VitonJohn Cran | EA | 114.5 | 53514170110 | 0.053
14555 | Gasket,Case/Cover/Viton "130/260" | EA | 18.5 | 53514170127 | 0.02
14556 | Seal,Mtr Hsg/Viton | EA | 7.5 | 53514170134 | 0.01
14561 | Fitting,Galv Bushing-Reducer 1.5"MPT X 1 | EA | 13.5 | 53514209735 | 1.5
14582 | Fitting,Pvc 1.25" 90D Elbow/Sch 80 | EA | 16.5 | 53514254827 | 0.1
14583 | Fitting,Pvc 1.25" Adpt/MPT X Slip/Sch 80 | EA | 26 | 53514254841 | 0.1
14591 | Seal,Sq-Ring Seal Plate "840"/Viton | EA | 18.5 | 53514333867 | 0.01
14592 | Seal,Sq-Ring Cover "840"/Viton | EA | 17.5 | 53514173180 | 0.02
14597 | Seal,Cord-Asm | EA | 3 | 53514128791 | 0.2
14601 | Relay & Wiring Diagram/"820/6820" Grinde | EA | 71.5 | 53514131609 | 1
14605 | Pin,Cotter 3/32 X 1"Long/SS | EA | 0.5 | 53514135805 | 0.01
14628 | WM1211/115V/1Ph/Vfs/PSF/Zco(1101RP)/05-0 | EA | 650.5 | 54757053789 | 12.5
14643 | Connector,Wirenut/Water-Proof King Safet | EA | 3 | 53514185978 | 0.01
14646 | Shield,Orifice 3" For 1" Pipe/Slotted | EA | 7.5 | 53514180140 | 0.125
14647 | Shield,Orifice 4" For 1.25" Pipe/Slotted | EA | 10.5 | 53514272173 | 0.2083
14649 | Cord Term&Seal 230V/35'/16-3 SOW-A/1Ph | EA | 356 | 53514130961 | 3.6
14658 | Fitting,S.S. 1.25" NPT Tee/Female | EA | 67.5 | 53514484149 | 0.45
14665 | Cordage Term&Seal 35'Cd/14-4 SO/3Ph/Non- | EA | 334.5 | 53514131340 | 7.2
14666 | Cordage Term&Seal/35'Cd/18-5 Soo-A/M&T S | EA | 189.5 | 53514131357 | 4.3
14669 | Cord Term&Seal 200V/25' Cd/16-3 SOW | EA | 131 | 53514131395 | 2.6
14670 | Tag,Id-Blank Sewage Kw/P1 & Kw/P2 Zco | EA | 2 | 53514462918 | 0.015
14673 | Bearing,Radial-6303 Greased And Sealed | EA | 11.5 | 53514131722 | 0.254
14675 | Seal,Shaft Carbon/Sc Buna-N | EA | 67 | 53514132033 | 0.2
14676 | Carton,"WM1211"/Plain White | EA | 18.5 | 53514328016 | 0.737
14685 | Mat,Underlay Protection/6.0 Oz/15' X | EA | 16.5 | 53514200848 | 192
14690 | Conduit & Wire Asm/.5"/9-Wire/50' | EA | 674 | 53514347512 | 0
14700 | Fitting,Reducing Bushing.75" Spigot X .5 | EA | 8 | 53514193850 | 0.04
14732 | Hose,Discharge Kit W/O Instructions | EA | 27 | 53514132170 | 2.875
14736 | Hardware Pack-Homeguard/SS Rod | EA | 51 | 53514140403 | 0.342
14740 | Guide Asm,Flt Rod/Homeguard | EA | 21.5 | 53514131876 | 0.01
14742 | Flt Rod Asm/Homeguard | EA | 163 | 53514131890 | 0.17
14749 | Guide,Rubber-Flt Rod/Model 211 | EA | 1.5 | 53514170073 | 0.01
14750 | Rod,Float-(1)Tapped Hole | EA | 8 | 53514262693 | 0.01
14759 | Pipe,Discharge-Asm/131 | EA | 19.5 | 53514198688 | 0.5
14761 | Cover & Cord 115V/1Ph/"2282" | EA | 331 | 53514135461 | 12.1
14762 | Cover & Cord 230V/1Ph/"2282" | EA | 344 | 53514135478 | 12.1
14767 | Switch,Mech Flt/SPB/115V/10'Cd/13Amp/.5H | EA | 85.5 | 53514315115 | 2.4
14768 | Switch,Mech Flt/SPB/230V/10'Cd/12Amp/.5H | EA | 99.5 | 53514305758 | 1.342
14769 | Float Switch Asm/115V/HT/2057/2098/2137 | EA | 106 | 53514191382 | 1.4
14773 | Float Switch Asm/115V/2057/2098/2137/238 | EA | 114 | 53514137175 | 1.4
14774 | Float Switch Asm/230V/2057/2098/2137/228 | EA | 127.5 | 53514137182 | 1.4
14785 | Pad,Packing/140/150 Series | EA | 8 | 53514485207 | 1
14810 | Pipe,Pvc 4" X 10'/Slotted/Sdr 35/Bell En | EA | 242.5 | 53514195090 | 20.1
14814 | Pipe,Pvc 4" X 42" Sdr 35 | EA | 59.5 | 53514195106 | 2
14815 | Pipe,Pvc 4" X 3" Sdr 35 | EA | 16.5 | 53514195113 | 0.04
14817 | Board,Circuit-Rhombus Control Panel/10-1 | EA | 366.5 | 53514132095 | 1
14818 | Circuit,Board,-Rhombus Control Panel/10- | EA | 470 | 53514132101 | 0.5
14824 | Disconnect,1.25"V/S.S./Plate Asm/EZ Out/ | EA | 931.5 | 53514132965 | 12
14825 | Disconnect,1.5"V/S.S./Plate Asm/EZ Out/3 | EA | 1037.5 | 53514132972 | 14
14830 | Distal Pressure,Asm .75"/Splitter Adj T | EA | 82 | 53514133580 | 1.1
14837 | Plate,Access-Blank 16" For 12 Ga. Cover | EA | 188 | 53514133146 | 10
14839 | Housing,Pump-Mach "840" Grinder/Hor Disc | EA | 295 | 53514349561 | 11.76
14862 | Impeller Brass "294" | EA | 269.5 | 53514134105 | 2.7
14863 | Impeller Asm/Br/3Ph "294" | EA | 275 | 53514134112 | 2.7
14864 | Module,Seal Fail/Rhombuspn 1003063 | EA | 297 | 53514133818 | 1
14868 | Seal,Foam .375"X.125"X 65" Min/18"Dia/Ps | EA | 22 | 53514311209 | 0.01
14869 | Seal,Pipe-2"(For 3.73"Hole)/Econo Basin | EA | 11.5 | 53514138080 | 0.01
14870 | Seal,Pipe-3"(For 3.73"Hole)/Econo Basin | EA | 14 | 53514367022 | 0.01
14871 | Hardware Pak,18"Dia/2&3V2D/For 17-0411/E | EA | 54.5 | 53514138431 | 0.25
14879 | Pipe,Pvc 4" X 72" Sdr 35 | EA | 93 | 53514195120 | 3
14914 | Plate,Insp-22" W-3"Psl/(For 17-0076 Cove | EA | 653 | 53514135379 | 13
14915 | Plate,Access-22"(For 17-0076 Cover) | EA | 382.5 | 53514135386 | 13
14917 | Contactor,Furnas 3Rt1025-1Ak60 | EA | 442 | 53514140939 | 2
14918 | Circuit Breaker,Square D/Qou225 | EA | 93 | 53514140946 | 1
14919 | Circuit Breaker,Square D/Qou120 | EA | 87 | 53514140953 | 1
14920 | Circuit Breaker,Square D/Qou220 | EA | 93 | 53514140960 | 1
14921 | Switch,Motor Protector/Siemens 3Rv1021-1 | EA | 439 | 53514140977 | 2
14922 | Switch,Motor Protector/Siemens 3Rv1021-B | EA | 439 | 53514140984 | 2
14924 | Switch,Motor Protector/Siemens 3Rv1021-1 | EA | 161 | 53514141004 | 2
14926 | Switch,Motor Protector/Siemens 3Rv1021-1 | EA | 439 | 53514141028 | 2
14927 | Switch,Motor Protector/Siemens 3Rv1021-1 | EA | 161 | 53514141035 | 2
14928 | Switch,Motor Protector/Siemens 3Rv1021-1 | EA | 439 | 53514141042 | 2
14929 | Switch,Motor Protector/Siemens 3Rv1021-1 | EA | 161 | 53514141059 | 2
14932 | Circuit Board,Control/Rhombus P/N 100971 | EA | 750 | 53514141080 | 1
14951 | Hardware Pak,18"Dia/3V3D/Split/(For 17-0 | EA | 84.5 | 53514145248 | 2.5
14952 | Hardware Pak,18"Dia/3V2D(For 17-0419,17- | EA | 84.5 | 53514180225 | 2.5
14953 | Plate,Access-22"W-4"Hole(For 3"Psl) 17-0 | EA | 411.5 | 53514136208 | 13
14955 | WM266 115V/1P/Vfs/cCSAus/(Replace 100/ | EA | #N/A | 53514136512 | 42
14958 | PPL,Auto-HT/Flt Rod Extended Length/Per | EA | 23 | 53514405540 | 0
14959 | PPL,Auto-HT/Flt Rod Extended Lgth/Per 3 | EA | 23.5 | 53514405564 | 0
15016 | Shaft,SS-30" Lg "15" | EA | 126.5 | 53514008833 | 2
15017 | Shaft,SS-26.875" Lg '15' | EA | 65.5 | 53514008840 | 1.6
15023 | Plug,Test-Brass 1/8-27 NPT | EA | 5 | 53514145224 | 0.148
15025 | Rotor & Brg Asm/115/230V/1Ph/"6140/6270" | EA | 122.5 | 53514136802 | 5
15026 | Housing,Mtr-&Str 200V/3Ph/Mst Sen/.5Hp/6 | EA | 599 | 53514136833 | 24.2
15027 | Rotor & Brg Asm/200-460V/3Ph/.5Hp/DS | EA | 173.5 | 53514136840 | 4.5
15029 | Capacitor,161-193Uf/220-250Vac/(3.38"X 2 | EA | 53.5 | 53514342241 | 0.47
15030 | Capacitor,40Uf/370Vac/(Size Req 3.75"X1. | EA | 52 | 53514468484 | 0.4
15031 | Capacitor,20Uf/370Vac/(Size 2.625"X1.75" | EA | 39 | 53514180485 | 0.2
15032 | Adapter,Plug & Res/W Mst Sen/"6140" | EA | 240 | 53514136857 | 17
15069 | Seal,Pipe Boot 4" To 6" | EA | 111 | 53514152109 | 0.5
15070 | Seal,Pipe Boot 1" To 3" | EA | 85.5 | 53514151546 | 0.462
15076 | Seal,Conduit .75"Liquid-Tight/Nonmetalli | EA | 58.5 | 53514187378 | 0.13
15077 | Box,Junction-Molded/Lb .75" Pvc W-Seal | EA | 21.5 | 53514193867 | 0.41
15078 | Box,Junction-Molded/Lb 1.0" Pvc W-Seal | EA | 22.5 | 53514185985 | 0.041
15089 | Pipe,Electrical Pvc .75"X 3" Sch 40 | EA | 8 | 53514193874 | 0.06
15090 | Pipe,Electrical Pvc 1" X3.75" Sch 40 | EA | 8.5 | 53514185992 | 0.06
15091 | Fitting,Ele Pvc Rdg Bushing/1"M Slip X . | EA | 11.5 | 53514186005 | 0.07
15095 | Fitting,Ele Pvc Rdg Bushing/2"M Slip X . | EA | 35 | 53514195335 | 0.24
15133 | Screw,Stator 8-32 X 2.13" Lg | EA | 2.5 | 53514169688 | 0.01
15145 | Rebuild Kit "4294/6294"/W-O Mst Sn | EA | 267.5 | 53514137670 | 8
15147 | Impeller-Plastic "151" | EA | 9 | 53514169701 | 0.5
15154 | Relay,Potential-230V/1Ph171-184V P-U 40- | EA | 107 | 53514144043 | 0.314
15155 | Relay,Potential-230V/1Ph239-270V P-U/50- | EA | 110.5 | 53514144050 | 0.5
15156 | Relay,Potential-230V/1Ph/280-320V P-U/12 | EA | 118 | 53514141424 | 0.5
15178 | Nut,3/8"-16 316SS | EA | 1 | 53514141974 | 0.016
15187 | Seal,O-Ring EZ Out(115-3)For 3"& 3"Hor D | EA | 2 | 53514166991 | 0.2
15188 | Seal,O-Ring EZ Out(115-1)For 1.25/1.5/2" | EA | 11 | 53514144685 | 0.2
15192 | Clamp,Cord Seal-Mach 180 Frame/8Ga Cord | EA | 148 | 53514307035 | 4.9
15194 | Housing,Upper Bearing-Mach/180 Frame | EA | 394 | 53514312930 | 20
15196 | Housing,Mtr-Mach/180 Frame | EA | 1678 | 53514379742 | 73.25
15198 | Adapter-Mach/180 Frame | EA | 1765 | 53514244170 | 38
15200 | Plate,Seal-Mach/180 Frame | EA | 308 | 53514193331 | 21.5
15203 | Impeller-Mach SO 7.000" Dia/2.5 Sol/1Ph | EA | 221.5 | 53514218607 | 0
15204 | Impeller-Mach SO/6.875" Dia/2.5 Sol/1Ph | EA | 221.5 | 53514152826 | 6
15205 | Impeller-Mach SO 6.750" Dia/2.5 Sol/1Ph | EA | 221.5 | 53514172909 | 6.125
15207 | Impeller-Mach SO 6.500" Dia/2.5 Sol/1Ph | EA | 221.5 | 53514319908 | 7.5
15208 | Impeller-Mach SO 6.375" Dia/2.5 Sol/1Ph | EA | 221.5 | 53514148577 | 6
15209 | Impeller-Mach SO 6.250" Dia/2.5 Sol/1Ph | EA | 221.5 | 53514226251 | 5.938
15211 | Impeller-Mach SO 6.000" Dia/2.5 Sol/1Ph | EA | 221.5 | 53514336684 | 5.88
15213 | Impeller-Mach SO 5.750" Dia/2.5 Sol/1Ph | EA | 221.5 | 53514154622 | 5.8
15214 | Impeller-Mach SO 5.625" Dia/2.5 Sol/1Ph | EA | 221.5 | 53514207342 | 3.915
15216 | Impeller-Mach SO 5.375" Dia/2.5 Sol/1Ph | EA | 221.5 | 53514162610 | 5.5
15218 | Impeller-Mach SO 5.250" Dia/2.5 Sol/1Ph | EA | 221.5 | 53514220921 | 3.41
15220 | Impeller-Mach SO 5.000" Dia/2.5 Sol/1Ph | EA | 221.5 | 53514240646 | 5.19
15221 | Impeller-Mach SO 4.875" Dia/2.5 Sol/1Ph | EA | 221.5 | 53514149376 | 5.13
15222 | Impeller-Mach SO 4.750" Dia/2.5 Sol/1Ph | EA | 221.5 | 53514206918 | 2.895
15224 | Impeller-Mach SO 4.500" Dia/2.5 Sol/1Ph | EA | 202 | 53514335274 | 0
15227 | Impeller-Mach SO 7.000" Dia/3.0 Sol/3/16 | EA | 326.5 | 53514219574 | 7.25
15229 | Impeller-Mach SO 6.750" Dia/3.0 Sol/3/16 | EA | 265.5 | 53514320737 | 7.125
15230 | Impeller-Mach SO 6.625" Dia/3.0 Sol/3/16 | EA | 265.5 | 53514463496 | 0
15231 | Impeller-Mach SO 6.500" Dia/3.0 Sol/3/16 | EA | 265.5 | 53514381370 | 0
15232 | Impeller-Mach SO 6.375" Dia/3.0 Sol/3/16 | EA | 265.5 | 53514172497 | 6.125
15234 | Impeller-Mach SO 6.125" Dia/3.0 Sol/3/16 | EA | 265.5 | 53514175917 | 6
15235 | Impeller-Mach SO 6.000" Dia/3.0 Sol/3/16 | EA | 265.5 | 53514320102 | 0
15237 | Impeller-Mach SO 5.750" Dia/3.0 Sol/3/16 | EA | 265.5 | 53514211370 | 6
15238 | Impeller-Mach SO 5.625" Dia/3.0 Sol/3/16 | EA | 265.5 | 53514154424 | 5.75
15239 | Impeller-Mach SO 5.500" Dia/3.0 Sol/3/16 | EA | 265.5 | 53514235109 | 5.3
15243 | Impeller-Mach SO 5.125" Dia/3.0 Sol/3/16 | EA | 265.5 | 53514234829 | 5.1
15246 | Impeller-Mach SO 4.750" Dia/3.0 Sol/3/16 | EA | 265.5 | 53514317102 | 0
15250 | Rotor 230V/1Ph/1750/6.25"Fr/5.00"Stack | EA | 704.5 | 53514172503 | 16
15252 | Pin,Spring .0625"Dia X .75" Steel | EA | 0.5 | 53514305970 | 0.0003
15261 | Sensor,Moisture Kit/61Hd/62Hd/7100 Serie | EA | 70 | 53514151164 | 0.2
15262 | Spring,Wave 2" OD/Carbon Steel | EA | 17 | 53514368142 | 0.1
15266 | Cover & Cord 25'Cd/12-4/Sen 18-5/140 Fra | EA | 1527 | 53514198626 | 38
15267 | Cover & Cord 25'Cd/12-4/Ring Term/Sen/18 | EA | 1529.5 | 53514238650 | 0
15268 | Cover & Cord 25'Cd/8-4/Sen 18-5/140 Fr/E | EA | 1884.5 | 53514205058 | 38
15272 | Cover & Cord 50'Cd/12-4/Sen 18-5/140 Fra | EA | 1710.5 | 53514208318 | 46
15273 | Cover & Cord 50'Cd/12-4/Ring Term/Sen 18 | EA | 1713 | 53514193256 | 46.8
15274 | Cover & Cord 50'Cd/8-4/Sen 18-5/140 Fr/ | EA | 2467.5 | 53514254018 | 48
15299 | Seal,O-Ring Set 320 Fr/Reliance Motor/Bu | EA | 79 | 53514176266 | 0.5
15300 | Seal,Shaft Inner 320 Fr/Reliance Motor | EA | 4493.5 | 53514176273 | 0.5
15301 | Seal,Shaft Outer 320 Fr/Reliance Motor | EA | 6197.5 | 53514176297 | 1
15302 | Bearing,Top 320 Fr/Reliance Motor | EA | 147.5 | 53514176303 | 5
15303 | Bearing,Bottom 320 Fr/Reliance Motor | EA | 3534.5 | 53514176310 | 17
15304 | Plug,Ele Moisture Sensor320 Fr/Reliance | EA | 304.5 | 53514176327 | 0.5
15305 | Wire,Ele Moisture Sensor320 Fr/Reliance | EA | 0.5 | 53514176334 | 0.1
15316 | Rotor 200-230-460-575/3P/1750/7.5"Fr/3.2 | EA | 1096.5 | 53514251314 | 24
15319 | Rotor 200-230-460-575/3P/1750/7.5"Fr/5.2 | EA | 1383 | 53514193300 | 33
15321 | Rotor 230/1P/1750/7.5"Fr/5.0"Stack | EA | 1580.5 | 53514434144 | 31
15324 | Clamp,Cord Seal-Mach/180Frame/12Ga Cord | EA | 109.5 | 53514307011 | 4.9
15325 | Clamp,Cord Seal-Mach/180Frame/4Ga Cord | EA | 148 | 53514352462 | 4.9
15326 | Seal,Cord 180 Frame/12 Gauge Cord | EA | 17 | 53514306991 | 0.304
15327 | Seal,Cord 180 Frame/8 Gauge Cord | EA | 16.5 | 53514284381 | 0.296
15328 | Seal,Cord 180 Frame 4 Gauge Cord | EA | 16.5 | 53514352455 | 0.267
15330 | Housing,Pump-Mach/180 Frame/Drypit/4" Di | EA | 1228 | 53514167103 | 81
15331 | Bearing,Radial 5309 | EA | 349 | 53514193515 | 3.1
15332 | Ring,Snap 4.358 OD/Steel | EA | 17 | 53514193546 | 1
15335 | Terminal,Ring #10 For #4 Wire | EA | 5 | 53514452452 | 0.01
15336 | Wire,Jumper 8Ga X 4" | EA | 24.5 | 53514364854 | 0
15337 | Seal,Ring 6.234 Id-259 Buna | EA | 8.5 | 53514190293 | 0.01
15338 | Seal,Ring 9.234 Id-271 Buna | EA | 8 | 53514193522 | 0.01
15339 | Seal,Ring 9.734 Id-273 Buna | EA | 7 | 53514193539 | 0.01
15340 | Seal,Ring 6.234 Id-259 Viton | EA | 17.5 | 53514242237 | 0.5
15341 | Seal,Ring 9.234 Id-271 Viton | EA | 25 | 53514242213 | 0.5
15342 | Seal,Ring 9.734 Id-273 Viton | EA | 27.5 | 53514338046 | 0
15345 | Cover & Cord 25'Cd/12-4/Sensor 18-5/180 | EA | 1393 | 53514190309 | 50.5
15346 | Cover & Cord 25'Cd/8-4/Sensor 18-5/180 F | EA | 1719 | 53514211769 | 50
15347 | Cover & Cord 25'Cd/4-4/Sensor 18-5/180 F | EA | 2321 | 53514223519 | 0
15351 | Switch,Flt Narrow Angle/HT/N.O./10A/Wgt/ | EA | 289 | 53514137977 | 5
15353 | Cord Term&Seal 230V/1Ph/Auto | EA | 207.5 | 53514138066 | 3.1
15391 | Kit,Replacement Impeller& Gasket/310/311 | EA | 11.5 | 53514138677 | 0.25
15392 | Plate,Access-22"W-3"Disc Psl/Elect Grmt/ | EA | 420.5 | 53514138660 | 13
15419 | Switch,Mech Flt/115/230V/NO/20'Cd WO Plu | EA | 95 | 53514140670 | 3
15421 | Switch,Vert Master/115/230V/20'Cd WO Plu | EA | 118.5 | 53514140694 | 2.25
15462 | Pipe,Pvc 2" X 16.375" Sch 40 | EA | 28 | 53514467319 | 0
15464 | Housing, Motor-Plastic/Non-Auto "Md 72/7 | EA | 28.5 | 53514281779 | 0.844
15476 | Stabilizer,Toilet-Plate | EA | 36 | 53514147389 | 2.4
15480 | WM152 115V/1Ph/Vfs/Service Part/(Dp135) | EA | 575 | 53514151249 | 39
15485 | Hardware Pak,WM152/Drain Pump 135 | EA | 54 | 53514154240 | 0.5
15498 | Tank,QJ Ultima/W-Inlet Hole/"203" | EA | 130 | 53514343446 | 8.86
15499 | Cover,QJ Ultima/"202" | EA | 46 | 53514338985 | 0
15504 | Cover,Plastic/"202" | EA | 26.5 | 53514365639 | 0.412
15505 | Housing,Mtr-Plastic Upper "202"/Green | EA | 46.5 | 53514367480 | 0.95
15535 | Seal,O-Ring(Metric 44.7X3.5Mm)1.5"Union | EA | 1.5 | 53514200060 | 0.1
15536 | Seal,O-Ring(Metric 57X 3.5Mm)/2.0"Union | EA | 3.5 | 53514200053 | 0.1
15555 | Contact,Furnas 42Cf15A1 | EA | 185.5 | 53514141530 | 1
15559 | Circuit Breaker,Square D/Qou130 | EA | 62 | 53514141578 | 1
15560 | Circuit Breaker,Square D/Qou215B | EA | 93 | 53514141585 | 1
15562 | Circuit Breaker,Square D/Qou250 | EA | 93 | 53514141608 | 1
15564 | Switch,Motor Protector Siemens 3Rv1021-4 | EA | 519.5 | 53514141622 | 2
15565 | Switch,Motor Protector/Siemens 3Rv1021-4 | EA | 519.5 | 53514141639 | 2
15591 | Cordage Term&Seal/50'Cd/18-5 Soo-A/M&T S | EA | 243 | 53514141400 | 6.2
15593 | Pipe,Pvc 2" X 36" Sch 40 | EA | 45.5 | 53514141837 | 2.04
15595 | Wire Pkg (7)Wires/P-I/Ex Pr | EA | 63 | 53514143268 | 0.01
15596 | Wire Pkg (2)Wires/P-F/14Ga | EA | 8 | 53514143275 | 0.01
15608 | Cover & Cord 230V/1Ph/Na/"820/6820"/Glan | EA | 426 | 53514142285 | 14.1
15609 | Cover & Cord 200V/1Ph/Na/"820/6820"/Glan | EA | 390 | 53514142308 | 14.1
15610 | Cover,Cord & Flt Sw/230V/1Ph/"820/6820"/ | EA | 614.5 | 53514142346 | 15.2
15611 | Cover,Cord & Flt Sw/200V/1Ph/"820/6820"/ | EA | 684.5 | 53514142360 | 15.2
15612 | Cover-Mach & Hdl Asm/12-14Ga/Na/"820/682 | EA | 186.5 | 53514142278 | 11
15613 | Cover-Mach & Hdl Asm/12-14Ga/Auto/820/68 | EA | 184 | 53514142377 | 11
15614 | Cord Term&Seal 230V/1Ph/Na/"820-6820"/Gl | EA | 159.5 | 53514142261 | 3.6
15615 | Cordage Term&Seal 200V/1Ph/Na/"820/6820" | EA | 123.5 | 53514142292 | 3.6
15619 | Hardware Pak,Float Tree Asm | EA | 36 | 53514441234 | 0
15626 | Drip Line,.5" X 500'Roll/24"Emitters/GEo | EA | 611.5 | 53514194543 | 19
15627 | Fitting,Drip Line Adapter/.5"Tubing/.75 | EA | 3.5 | 53514279493 | 0.0625
15631 | Upper Pipe Asm,Float Tree | EA | 66 | 53514441241 | 0
15632 | Cord Term&Seal 230V/1Ph/Auto/"820/6820"/ | EA | 147.5 | 53514142339 | 3.6
15633 | Cordage Term&Seal 200V/1Ph/Aoto/"820/682 | EA | 122.5 | 53514142353 | 3.6
15634 | Seal,Cord Asm&Str Rlf/12-3/12-4/14-3/14- | EA | 54.5 | 53514151881 | 0.2
15635 | Seal,Cord Asm&Str Rlf/12-3/14-3/14-4/14- | EA | 85.5 | 53514142384 | 0.2
15636 | Cover & Cordage 1Ph/14-5/Ex Pr/20'/Pin | EA | 864 | 53514356231 | 0
15637 | Cover & Cordage 3Ph/14-8/Ex Pr/20'/Pin | EA | 886.5 | 53514253752 | 14
15657 | Cover & Cordage 1Ph/14-5/Ex Pr/Pin/Handl | EA | 834 | 53514159382 | 19.4
15658 | Cover & Cordage 3Ph/14-8/Ex Pr/Pin/Handl | EA | 856.5 | 53514159443 | 21.9
15659 | Cover & Cordage 1Ph/12-5/Ex Pr/Pin/Handl | EA | 793.5 | 53514159450 | 21.4
15662 | Plug,Test-Brass 1/4-18Npt L1+4/L1+5 | EA | 7 | 53514150938 | 0.1
15664 | Cover & Cordage 1Ph/14-5/Ex Pr/25'/Pin | EA | 897 | 53514316785 | 0
15665 | Cover & Cordage 3Ph/14-8/Ex Pr/25'/Pin | EA | 931 | 53514467470 | 0
15668 | Plate,Frp Rail Mtg-Mach/Polyrib Basin | EA | 244.5 | 53514162771 | 3
15705 | Cord Term&Seal 115V/10'/16-3 SJOW/1Ph | EA | 39.5 | 53514143022 | 1.6
15707 | Seal,Cord-Asm "WM142" | EA | 3.5 | 53514143046 | 0.2
15708 | Switch,Vert Flt & Seal "WM142" | EA | 89 | 53514143053 | 2
15738 | Housing,Mtr-&Str 460V/3P/1750/6.25"Fr/5" | EA | 1951.5 | 53514319458 | 0
15739 | Housing,Mtr-&Str 460V/3P/1750/6.25"Fr/3" | EA | 1704.5 | 53514192976 | 69
15743 | Box,Auto Flushing Headworks | EA | 3193 | 53514143770 | 45
15748 | Cover & Gasket/139-Na | EA | 521.5 | 53514143923 | 5.2
15749 | Impeller Asm 3Ph "139" | EA | 403 | 53514143930 | 3.4
15759 | Pipe,Pvc 1.5" X 24" Sch 40 w/Weep Hole | EA | 27 | 53514302115 | 1.5
15767 | Label,"Packing Peanuts" | EA | 0.5 | 53514329945 | 0.01
15792 | Fitting,Pvc/Reducing Elbow/1.5"Slp X 1"S | EA | 10 | 53514180119 | 0.1
15800 | Housing,Pump-Mach "841/7013" | EA | 203.5 | 53514170141 | 12
15801 | Impeller-Mach "841/7013/842/7012"/Br | EA | 472.5 | 53514170158 | 5.3
15802 | Seal,Pipe-1.5"(For 3.73" Hole) | EA | 11.5 | 53514288457 | 0.13
15803 | Rebuild Kit WD & Wh 820/6820/(09/02-05/0 | EA | 242 | 53514144487 | 9
15804 | Rebuild Kit E & I "820/6820"/(09/02-05/0 | EA | 223.5 | 53514144449 | 9
15805 | Seal,Cord-Ni.Pl.Brass (.35-.63 Dia. Rang | EA | 53.5 | 53514144616 | 0.172
15806 | Seal,Conduit-Ni.Pl.Brass(.51-.71 Dia.Ran | EA | 67.5 | 53514144623 | 0.17
15825 | Cover-Mach W-Sensor "840"/Gland | EA | 147 | 53514145514 | 7.6
15826 | Cover & Cord 200/230V/1P/"840"/Gland | EA | 645.5 | 53514145460 | 16
15827 | Cover & Cord 200/230/460/575/3Ph/"840"/G | EA | 571.5 | 53514145477 | 15.7
15828 | Cord Term&Seal 20'/14-4/3Ph/Nonauto/Glan | EA | 245 | 53514145491 | 4.9
15829 | Cordage Term&Seal/20'/14-6 SOW-A/"840"/G | EA | 307.5 | 53514145507 | 6.5
15830 | Case & Seal "840"/Gland | EA | 148.5 | 53514145521 | 8.3
15832 | Rebuild Kit "840"/1Ph/Retro | EA | 435.5 | 53514145576 | 9
15842 | Cover & Cord 35'Cd/200/230/460V/3Ph/Grin | EA | 660 | 53514145781 | 19.9
15846 | Kit,Brush Model 314 Utility Pump | EA | 12 | 53514146474 | 0.1
15850 | Hardware Pak,24-36"Dia/2V2D/Duplex | EA | 116 | 53514149079 | 3
15851 | Hardware Pak,24-36"Dia/3V3D/Duplex | EA | 116 | 53514169503 | 3
15853 | Hardware Pak,24-36"Dia/3V2D/Duplex | EA | 110.5 | 53514311407 | 3
15854 | Hardware Pak,36"Dia/2V2D/Sim/(For 17-045 | EA | 78.5 | 53514163365 | 3
15860 | Hardware Pak,18"Dia Blnk Poly Cover | EA | 40 | 53514171605 | 2
15877 | Mat,Underlay Protection 15' X 40' | EA | 794.5 | 53514412623 | 0
15886 | Seal,Pipe-4" Sdr/(For 5"Hole) | EA | 39 | 53514425005 | 0
15914 | Washer,Flat .344"ID X .688"OD X .065"/SS | EA | 0.5 | 53514321024 | 0.01
15931 | Fitting,Pvc 1" Slp X 1.25" MPT/Sch 40 | EA | 15.5 | 53514451172 | 0
15950 | Washer,PVC 1.27"OD X .156"Id .125Thk | EA | 3 | 53514317331 | 0
15959 | Washer,Nylon Blank/.75" OD X .062"Thk | EA | 1 | 53514253974 | 0.001
16042 | Strainer,Tee/1.5"/50 Mesh/Poly | EA | 107 | 53514263775 | 1
16088 | Cover & Cord 50'Cd/200/230/460/575/3P/84 | EA | 774 | 53514148461 | 27
16089 | Fabric,Landscape/54"Wide | EA | 1.5 | 53514171414 | 8
16102 | Housing,Mtr-&Str 460V/3Ph/.5Hp/MS/Emd | EA | 456 | 53514149796 | 25
16103 | Rebuild Kit Single Seal/Auto/160-405 | EA | 299 | 53514149802 | 8
16104 | Cover & Handle 12-14Ga/Na/Gland | EA | 152 | 53514149833 | 11
16105 | Cover & Handle 12-14Ga/MS/Gland | EA | 152 | 53514149840 | 11
16106 | Cover & Cordage 14Ga/1Ph/Na/50'/Gland | EA | 527.5 | 53514149857 | 19.5
16107 | Cover & Cordage 12Ga/1Ph/Na/50'/Gland | EA | 693.5 | 53514149871 | 24
16108 | Cover & Cordage 14Ga/3Ph/50'/Gland | EA | 661 | 53514149895 | 21
16109 | Cover & Cordage 12Ga/1Ph/50'/MS/Gland | EA | 871 | 53514149918 | 27
16110 | Cordage Term&Seal/14Ga/1Ph/Na/50'/Gland | EA | 288.5 | 53514149864 | 8.7
16111 | Cordage Term&Seal/12Ga/1Ph/Na/50'/Gland | EA | 454.5 | 53514149888 | 13.2
16112 | Cordage Term&Seal/14Ga/3Ph/50'/Gland | EA | 422 | 53514149901 | 10.5
16113 | Cover,Cord &Flt Sw/WD189-WD405/Gland | EA | 550 | 53514149925 | 6
16114 | Cover,Cord &Flt Sw/WD189-WD405/Eyebolt/G | EA | 550 | 53514149932 | 6.1
16115 | Cord Term&Seal 230V/1Ph/WD/Gland | EA | 158.5 | 53514149949 | 4
16116 | Cover & Cords 230V/(1)14Ga/20A/(1)16Ga/G | EA | 510.5 | 53514149956 | 18
16117 | Cover & Cordage/115V/1Ph/14Ga/15A/MS/25' | EA | 446 | 53514149963 | 16.9
16118 | Cover & Cordage/230V/1Ph/14Ga/15A/25'/Gl | EA | 401.5 | 53514149970 | 15
16119 | Cover & Cord 230V/1Ph/14Ga/20A/25'/Gland | EA | 395.5 | 53514149987 | 15
16120 | Cover&Cordage 230V/(1)14Ga/20A/(1)16Ga/2 | EA | 585.5 | 53514149994 | 17.1
16121 | Cover & Cordage 3Ph/14Ga/25'/Gland | EA | 426.5 | 53514150006 | 15.8
16122 | Cover-Mach & Handle Asm/(1)14Ga & (1)Std | EA | 153.5 | 53514150013 | 11
16123 | Cover&Cordage 230V/1P/14Ga/20A/Eyebolt/2 | EA | 413 | 53514150020 | 15.1
16124 | Cover&Cord 230V/14Ga-20A&16Ga/Eyebolt/25 | EA | 605 | 53514150037 | 17.1
16125 | Cover & Cordage 3Ph/14Ga/Eyebolt/25'/Gla | EA | 406 | 53514150044 | 15.8
16130 | Sealer,Primer/Epdm Liner/1-Gallon | EA | 300.5 | 53514326371 | 8
16131 | Sealer,Lap Caulk/Epdm Liner/Tube | EA | 26.5 | 53514326357 | 0
16132 | Sealer,2 Sided Splice Tape/Epdm Liner/10 | EA | 413 | 53514326333 | 5.01
16134 | Wire,Asm-P-P(1)Wire Y 5.5"Lg | EA | 6.5 | 53514152253 | 1
16135 | Cover & Cord 200/230V/1P | EA | 502 | 53514152260 | 14.2
16136 | Cutter & Disc Asm "841" | EA | 370.5 | 53514152277 | 2.6
16140 | Filter Holder Asm/Hi-Hd Step System | EA | 664 | 53514160999 | 15
16141 | Flapper,2"-Mach/Hi-Hd Step System | EA | 11.5 | 53514161002 | 0.4
16149 | Fitting,Pvc .75" X .75" X .50"/Snap On S | EA | 4.5 | 53514180232 | 0.4
16203 | Carton,507/1507 DC Pump | EA | 8.5 | 53514262570 | 0.891
16205 | Pipe,Corrugated Dual Wall/12" X 38" | EA | 135 | 53514388171 | 0
16223 | Pipe,Pvc .50" X 24" Sch 40 | EA | 12.5 | 53514332662 | 0.3
16244 | Rebuild Kit,DS/W&Wo Mst Sen/4290-429 | EA | 263.5 | 53514150181 | 9
16261 | Chamber,High Capacity/34"X75"X16"/Plasti | EA | 187.5 | 53514151133 | 0
16263 | Cap,Chamber End/High Capacity | EA | 45.5 | 53514367183 | 0
16268 | Distal Pressure Asm,1" | EA | 82.5 | 53514151157 | 1.8
16274 | Housing,Mtr&Str 460V/3Ph/1750/6.25"Fr/3. | EA | 1608.5 | 53514150648 | 70
16279 | Liner,Epdm 40' X 33'/45 Mil | EA | 4806 | 53514212827 | 376
16291 | Liner,Epdm 50' X 100' Roll/45 Mil | EA | 16445.5 | 53514326319 | 1425
16302 | Fitting,Pvc 2" Reducer Slp X 1.5"MPT/Sch | EA | 8 | 53514326456 | 0.2
16304 | Cover & Cordage 1Ph/14-5/Ex Pr/50'/Pin | EA | 1129 | 53514257620 | 26
16306 | Washer,Flat-SS.25 X 1"OD | EA | 0.5 | 53514448196 | 0
16320 | Sealer,Batten Cover Str Ip 6" X 100'Epdm | EA | 763 | 53514326340 | 0
16323 | Cord Term&Seal 50'Cd/14-4 SO/3Ph/Nonauto | EA | 410.5 | 53514152802 | 10.4
16360 | Liner,Epdm 40' X 50'/45 Mil | EA | 7118.5 | 53514326302 | 570
16376 | Carton,15" X 15" X 15" | EA | 12.5 | 53514214050 | 1.632
16385 | Pipe,Pvc .50" X 18" Sch 40 | EA | 10.5 | 53514369361 | 0
16426 | Cover,24"Dia/Tuf-Tite Onsite | EA | 92.5 | 53514370183 | 5
16436 | Conduit & Wire Asm .75"/13 Wire/75' | EA | 1823.5 | 53514186876 | 25
16450 | Cover & Cordage 3Ph/14-8/Ex Pr/50'/Pin | EA | 1183 | 53514185503 | 33.2
16470 | Screw,.5-13 X 2.75" HH Cap/SS | EA | 3.5 | 53514356736 | 0.17
16536 | Hardware Pak,18"Dia/Blnk/(For 17-0457) | EA | 33 | 53514351762 | 0.32
16548 | Fitting,PVC 1.5" Spigot X MPT Adapter/S | EA | 4.5 | 53514185763 | 1
16550 | Circuit Board,Control Rhombus P/N 100971 | EA | 278.5 | 53514160562 | 1
16577 | Floor Stand For Adjustable Hoist/1000 L | EA | 1268.5 | 53514161538 | 10
16583 | Oil,Dielectric-5 Gallon Can | EA | 305.5 | 53514161798 | 40
16584 | Hardware Pak,24"Dia X 12" Fg Ext/Polyrib | EA | 102.5 | 53514184568 | 1
16608 | Seal,Foam-Bsn Cvr/30"/Psa/1.5"X.25"/(For | EA | 54 | 53514170059 | 1
16611 | Hardware Pak,For Fg Extension For Fg Bas | EA | 54 | 53514418007 | 1
16659 | Pipe,Pvc 1" X 16" Sch 80 | EA | 28 | 53514241421 | 0
16666 | Cover & Cordage 3Ph/14-8/Ex Pr/35'/Pin | EA | 1035 | 53514352059 | 0
16673 | Rod,Float-Asm/Hi Hd Stepsystem | EA | 53.5 | 53514164454 | 1
16704 | Pipe,Pvc 1" X 35.5" Sch 40 | EA | 41.5 | 53514357870 | 1
16710 | Screw,Self-Tapping/SS/For Tuf-Tite Items | EA | 0.5 | 53514348335 | 0.01
16730 | Filter Holder Asm/96" Hi-Hd Step System | EA | 689.5 | 53514345907 | 0
16756 | Hardware Pak,18"Dia/3V2D/(For 17-0418,17 | EA | 63.5 | 53514164966 | 0.32
16764 | Leadwire Asm 50' 14-2G SJOW-A(1/2 -1 1/2 | EA | 399.5 | 53514164645 | 2
16766 | Hardware Pak,18"Dia/3V3D/(For 17-0516) | EA | 63.5 | 53514164973 | 0.38
16775 | Distr Pipe Asm/1"X103"W-C-O/.125"Orif@17 | EA | 189.5 | 53514180102 | 3.5
16777 | Distr Pipe Asm/1"X 120" W-Cplr/125"Orif@ | EA | 171 | 53514180089 | 3.7
16779 | Distr Pipe Asm 1"X120"W-Bell/.125"Orif@1 | EA | 169 | 53514180096 | 3.7
16797 | Fitting,PVC 2" 90D Elbow/Slip X Slip/Sch | EA | 9 | 53514203030 | 0.2
16801 | Bracket,Lifting Wire Form/840-6840/Sew/E | EA | 6.5 | 53514166519 | 0.165
16802 | Screw,.313-18 X 2.25" HH Cap/SS | EA | 1.5 | 53514179120 | 0.05
16803 | Bracket,Lifting & Hdwe/SS/404-405/840-68 | EA | 21.5 | 53514171971 | 0.01
16804 | Rebuild Kit,Sgl Sl/404-405/Na/1&3P/Wire | EA | 236.5 | 53514166571 | 11
16805 | Rebuild Kit,Dbl Sl/1&3Ph/4405/MS/Wire Fo | EA | 275.5 | 53514166625 | 11
16806 | Rebuild Kit, 840-841/1Ph/Gland/Wire Form | EA | 409.5 | 53514166632 | 7
16807 | Rebuild Kit,840-841/Sen/5-Wire/3P/Gland/ | EA | 404 | 53514166649 | 7
16867 | Plate,Mounting/Reliance/210 Frame To 180 | EA | 5653 | 53514167165 | 26
16879 | Arm,Switching/Auto/Ex Pr | EA | 27 | 53514311681 | 1
16880 | Washer,Cord-.812"Od/.505"Id/.062"Thk | EA | 6.5 | 53514311698 | 0.01
16881 | Pin,Roll .156"Dia X .75"/S.S. | EA | 0.5 | 53514211530 | 0.01
16882 | Rod,Float/Brass/Auto/Ex Pr | EA | 72.5 | 53514303570 | 0.2
16884 | Guide,Float Rod/Auto/Ex Pr/SS | EA | 42 | 53514331672 | 0.3
16885 | Guard,Auto/Ex Proof/S.S. | EA | 13 | 53514368258 | 0.655
16917 | Brushes,(Set)-Cim Motor/Aquanot | EA | 32.5 | 53514169572 | 0.01
16918 | Fuse,30A/Automotive Standard | EA | 2 | 53514169589 | 0.001
16926 | Cover & Cord 50'Cd/12-4/Sensor 18-5/180 | EA | 1575.5 | 53514209162 | 50.5
16927 | Cover & Cord 50'Cd/8-4/Sensor 18-5/180 F | EA | 2303.5 | 53514211264 | 74
16928 | Cover & Cord 50'Cd/4-4/Sensor 18-5/180 F | EA | 3461 | 53514211271 | 107
16930 | Cover & Cord 75'Cd/8-4/Sensor 18-5/180 F | EA | 2886.5 | 53514479336 | 0
16933 | Tubing,Shrink Zeus PTFE 1/2",Expanded Id | EA | 13.5 | 53514169848 | 0.01
16934 | Stator 230/460V/3Ph/1750/7.5"Frame/5.25" | EA | 2720 | 53514193317 | 64
16937 | Wire,Ele Moisture Sensor320 Fr/Reliance | EA | 0.5 | 53514176341 | 2
16938 | Seal,O-Ring/De Mtg Pl/320 Fr/Reliance Mo | EA | 315 | 53514176716 | 0.5
16939 | Seal,O-Ring/De Mtg Brkt/320 Fr/Reliance | EA | 341 | 53514176723 | 0.5
16940 | Plug,Pipe 1/4"NPT Zinc Pl Square Hd w/Se | EA | 2.5 | 53514313470 | 0.02
16945 | Sensor Thermo Asm 125C/62Hd | EA | 114.5 | 53514251338 | 0.02
16946 | Impeller-Mach SO 8.750" Dia/180Fr/3"Sol | EA | 542.5 | 53514183080 | 22
16947 | Impeller-Mach SO 8.750" Dia/Br/180Fr/3"S | EA | 660 | 53514183097 | 27
16949 | Shackle,Anchor Screw Pin/.5" 316 S.S. | EA | 166.5 | 53514214746 | 0.75
16956 | Housing,Pump-Mach 2"Vert Disc/140Fr/No | EA | 977 | 53514227579 | 37.44
16968 | Plate,Seal-Mach/180 Frame/Ex Pr | EA | 1058 | 53514466787 | 29.52
16990 | Ring,Snap 1.387 Id S.S. | EA | 31 | 53514466930 | 0.01
16998 | Cover & Cord 50'Cd/8-4/Sensor 18-5/180 F | EA | 3265.5 | 53514339968 | 0
17062 | Rebuild Kit 115V/"151" | EA | 180.5 | 53514169657 | 4
17063 | Rebuild Kit 230V/"151" | EA | 252.5 | 53514169664 | 4
17069 | Alarm,Horn SS 120V For Panel 10-1193 | EA | 114.5 | 53514169862 | 1
17075 | Bracket,Mtg/Z-Rail/Upper Guide Rl/Galv/ | EA | 102.5 | 53514261818 | 8
17086 | Liner,Epdm 50' X 150'/45Mil | EA | 20501.5 | 53514326326 | 2138
17108 | Distr Pipe Asm/1"/120"W-.125"Orif 2"O.C. | EA | 171 | 53514181161 | 3.2
17110 | Kit,Seal & Oring/(Model 323-0005) | EA | 216.5 | 53514170417 | 0.1
17111 | Fitting,PVC 2" NPT Adapter/Sch 80 Male | EA | 48.5 | 53514497156 | 0.02
17112 | Fitting,PVC 2" Tee Sch 80 | EA | 57 | 53514424381 | 0
17119 | Bracket,Mtg/Z-Rail/Upper Guide Rl/Galv/ | EA | 83 | 53514304737 | 0
17120 | Fitting,Galv 2" NPT Wye | EA | 317 | 53514424367 | 0
17127 | Elbow,Close Quarter/1.25" Vert Disc/39-0 | EA | 234.5 | 53514170776 | 3
17133 | Nipple,Pipe 2" X 9"Lg/Galv W-Weep Hol | EA | 41 | 53514203382 | 2.75
17135 | Nipple,Pipe 1.25 X 9"/Galv/W- Weep Hole | EA | 46.5 | 53514178147 | 1.7
17137 | Nipple,Pipe 1.25Npt X 12"/Galv/W-Weep Ho | EA | 51 | 53514181178 | 2.12
17145 | Contactor,Square D/8910Dpa22V02 | EA | 117.5 | 53514172152 | 1
17146 | Contactor,Telemechanique/Lc1D09G7 | EA | 252 | 53514172169 | 1
17147 | Contactor,Telemechanique/Lc1D18G7 | EA | 173.5 | 53514172176 | 1
17150 | Switch,Motor Protector/Telemechanique Gv | EA | 290.5 | 53514172206 | 1
17151 | Switch,Motor Protector/Telemechanique Gv | EA | 290.5 | 53514172213 | 1
17153 | Switch,Motor Protector/Telemechanique Gv | EA | 532.5 | 53514172237 | 1
17154 | Switch,Motor Protector/Telemechanique Gv | EA | 532.5 | 53514172244 | 1
17156 | Switch,Motor Protector/Telemechanique Gv | EA | 321.5 | 53514172275 | 1
17157 | Switch,Motor Protector/Telemechanique Gv | EA | 675.5 | 53514172282 | 1
17158 | Switch,Motor Protector/Telemechanique Gv | EA | 328 | 53514172299 | 1
17160 | Nipple,Pipe 2" X 5"/SS | EA | 91.5 | 53514310875 | 1.54
17161 | Nipple,Pipe 2" X 8"/SS | EA | 123 | 53514310899 | 2.46
17163 | Nipple,Pipe 2" X 9"Lg/SS/W-Weep Hole | EA | 160 | 53514310882 | 0
17167 | Terminal,Red Insulated Female In-Line | EA | 0.5 | 53514172534 | 0.01
17181 | Sealer,Quick Prime Plus/Quart/Epdm | EA | 101.5 | 53514317430 | 0
17184 | Flange,Adapter 3" NPT/Galv. | EA | 327 | 53514172596 | 9
17192 | Spring,Bearing Preload 1.26"OD/Smalley S | EA | 6 | 53514367459 | 1
17197 | Switch,Float W-Terminals/Vert Master2 "5 | EA | 132 | 53514178703 | 2
17198 | Pump,12V DC W-Terminals/Glue In Pump Hsg | EA | 224.5 | 53514178710 | 3
17203 | Seal,Shaft-Asm/Sc Stat/Sc Rotary/Viton | EA | 1619 | 53514173142 | 0.2
17204 | Cord,250V/10'/H07RN-F3G1,5/16A/Korean E- | EA | 43.5 | 53514193577 | 1.06
17205 | Switch Asm-W/Bracket & Cover | EA | 90 | 53514173319 | 2.5
17218 | Cordage Cond&Sls/HT/5'/16-4 SOW or SOOW- | EA | 315 | 53514173302 | 1.2
17264 | Fitting,PVC .5"MPT Plug/Sch 40 or Sch 80 | EA | 6 | 53514491406 | 0
17266 | Holder,Asm-Float Switch | EA | 29 | 53514173661 | 0.5
17283 | Valve,Unicheck-Pvc/Ultrasonic/Wh/ | EA | 15.5 | 53514179328 | 0.439
17298 | Capacitor,Start 88-106 Mfd/110-125V | EA | 17 | 53514356095 | 0.15
17299 | Capacitor,Run-20Mfd 250V | EA | 26.5 | 53514360290 | 0.16
17303 | Flapper,Asm/202 | EA | 6 | 53514336370 | 0
17304 | Clip,Flapper Retainer/202/SS | EA | 3.5 | 53514336363 | 0
17305 | Fitting,PVC 2"X 1" 90D Elbow/Sch 40 | EA | 11.5 | 53514298630 | 0.27
17306 | Flange,Extension/PVC/203 | EA | 20.5 | 53514347314 | 0.646
17309 | Seal,O-Ring (350) | EA | 8.5 | 53514360269 | 0
17311 | Washer,Thrust "202" | EA | 1 | 53514367398 | 0.01
17313 | Ring,Tolerance-Upper 202 | EA | 15.5 | 53514367404 | 0
17316 | Shim,Washer-063/202 | EA | 2 | 53514367411 | 0.006
17317 | Shim,Washer-002/202 | EA | 4.5 | 53514367510 | 0.001
17318 | Shim,Washer-003/202 | EA | 4.5 | 53514367428 | 0.001
17319 | Shim,Washer-005/202 | EA | 2.5 | 53514367435 | 0.001
17320 | Shim,Washer-010/202 | EA | 3 | 53514367442 | 0.001
17334 | Switch,Mech-Vert Master/SPB/115V/10'Cd | EA | 87 | 53514360306 | 1.6
17338 | Screw,#8-16X.5"/Pan Hd/Phillips/Plastite | EA | 0.5 | 53514326005 | 0.01
17340 | Hardware Pak,Switch/(PF/QJ)/Poly/PSF/Sp | EA | 19 | 53514421281 | 0.15
17341 | Screw,#6-19X.5"Pan Hd/Phillips/Plastite/ | EA | 1 | 53514336691 | 0.01
17342 | Pipe,Pvc 1" X 6.875" Sch 40 | EA | 9 | 53514326012 | 0
17344 | Clamp,Worm Drive Hose/SAE 64/SS | EA | 5.5 | 53514326029 | 0.07
17347 | Seal,Rubber-Closet/QJ Ultima/"203" | EA | 28 | 53514233372 | 0.194
17350 | Seal,Tank-Diecut/QJ Ultima "202/203" | EA | 29 | 53514203603 | 0.146
17351 | Hardware Pak,Extension Kit/QJ Ultima "20 | EA | 11 | 53514347321 | 0
17356 | Housing,Mtr-Mach Lower "202" | EA | 105 | 53514434397 | 6.7
17357 | Nut,Cap-Push On/SS or Plastic | EA | 4.5 | 53514326036 | 0
17364 | Fitting,PVC 1.50" 90D Street El/Spigot X | EA | 17 | 53514315238 | 0
17365 | Fitting-Mach,1" 90D Elbow W-Weep Hole | EA | 9.5 | 53514326050 | 0
17367 | Holder,Sleeve/Vert Master Sw/"202-203" | EA | 5 | 53514326067 | 0
17368 | Baffle,Sleeve-Mach/Vert Master Sw/"202-2 | EA | 12.5 | 53514326074 | 0
17373 | Cover & Flapper Asm/W-Disc Fittings 202/ | EA | 114 | 53514193065 | 5
17374 | N202 115V/1Ph/Service Part | EA | 1018 | 53514193072 | 30
17381 | Cover & Cord 3Ph/16-4 SOW/25'/Viton Gask | EA | 332.5 | 53514218461 | 12.5
17389 | Cord Term&Seal 230V/50'/1Ph/Na/"820-6820 | EA | 363.5 | 53514173746 | 8.7
17427 | Disconnect,2"V/S.S./Plate Asm/EZ Out/39- | EA | 1127 | 53514173883 | 13
17449 | Cover & Cord 200V/1Ph/16Ga/25'/MS | EA | 436 | 53514174149 | 15
17529 | Cord Term&Seal 230V/1Ph/Na/820-6820/Glan | EA | 311.5 | 53514174873 | 6.3
17536 | Fitting,PVC 2" Coupling/Slip X FPT/Sch 8 | EA | 142.5 | 53514269203 | 0.403
17561 | Seal,Flexible Boot Fitting 2" | EA | 331 | 53514372798 | 1
17562 | Plate,Spacer/EZ Out 2"/W-Screws/Steel | EA | 207 | 53514175603 | 2
17593 | Carton,Mini Drain Pump (Model 72/1072) | EA | 12.5 | 53514262631 | 1.527
17832 | Seal,Cord-Bsn Cvr/2Hl/Rev Taper/2"Hl | EA | 18 | 53514177270 | 0.01
17833 | Seal,Cord-Bsn Cvr/3Hl/Rev Taper/2"Hl | EA | 18 | 53514177263 | 0.01
17837 | Cord & Clamp Asm 50'Cd/12-4 SOW-A/140Fr/ | EA | 533.5 | 53514176969 | 15.9
17838 | Seal,Flexible Boot Fitting 3" | EA | 346.5 | 53514258580 | 1
17853 | Fitting,PVC 4" Adapter/Victaulic X Spigo | EA | 91.5 | 53514288693 | 1
17855 | Cover & Cordage 3Ph/14-8/Ex Pr/50'/Pin/H | EA | 1151 | 53514177355 | 33
17869 | Nipple,Pipe 2" X 10"/Galv | EA | 84.5 | 53514326982 | 0
17878 | Insert,Carton/Top "50/90" | EA | 1.5 | 53514462901 | 1.078
17891 | Adapter-Mach 810/6810/PC Grinder | EA | 180.5 | 53514348212 | 12.375
17893 | Key,.1875 X .1875 X.594"Lg/SS | EA | 7.5 | 53514310288 | 0
17894 | Seal,Pump Housing | EA | 7.5 | 53514204655 | 0.01
17897 | Nipple,Pipe 2" X 4"/SS | EA | 89 | 53514334116 | 1
17899 | Fitting,S.S. 2" Coupling NPT/Female | EA | 41 | 53514334123 | 3
17907 | Fitting,PVC 2" Slp X FPT Adapter/Sch 40 | EA | 3.5 | 53514326975 | 0
17949 | Tank,QJ Ultima/W-Hub/"202 | EA | 129 | 53514326081 | 9.24
17952 | Nipple,Pipe 3" X 2.625"/Galv/NPT | EA | 62.5 | 53514199661 | 1
17966 | Hardware Pak,Switch/Model 507 | EA | 20 | 53514204853 | 0.15
17979 | Bracket,Mtg/Z-Rail/Upper Guide Rl/S.S./ | EA | 140 | 53514338978 | 3
17984 | Flange,Vent 4" Threaded/Bolt-On/(Topps)/ | EA | 62.5 | 53514179670 | 3.5
17995 | Disconnect,3"V/SS/Plate Asm/EZ Out/39-00 | EA | 1321.5 | 53514179915 | 22
18000 | Stator 230V/1Ph/140/270/ZT | EA | 289.5 | 53514323264 | 9
18006 | Rotor 115/230V/1Ph/S-Sl/140/270/ZT | EA | 91 | 53514323271 | 2.86
18008 | Rotor 115/230V/1Ph/DS/SS/6140/6270/ZT | EA | 111.5 | 53514366155 | 0
18010 | Hub W-Out Seal-Fg/4"/Curved/For 24"- 30" | EA | 81 | 53514180263 | 6
18015 | Cover & Flapper Asm 202/203 | EA | 56 | 53514326098 | 1.35
18019 | Carton,Artwork "49"/Taiwan | EA | 4.5 | 53514262655 | 0.67
18021 | Seal,Flexible Boot Fitting 4" | EA | 630 | 53514354701 | 1
18027 | Discharge Asm,Flexible/1"Pvc/72"HH Step/ | EA | 351.5 | 53514181154 | 4
18046 | M1072 115V/1Ph/cCSAus/Pump For 2VJ77 | EA | 443 | 53514212308 | 9.5
18070 | Bracket,Support/Plumbing Gid Rl/2.5-3/Ga | EA | 128.5 | 53514440916 | 0
18074 | Box,Junction-Mach | EA | 153.5 | 53514387402 | 2.16
18075 | Cover & Handle W-Housing/Cond Sls/Auto/3 | EA | 343.5 | 53514181796 | 11
18076 | Cover & Handle W-Housing/Cond Sls/Na/313 | EA | 333 | 53514181802 | 11
18077 | Cover & Handle W-Housing/Cond Sls/Auto/3 | EA | 791 | 53514181819 | 12
18078 | Cover & Handle W-Housing/Cond Sls/Na/313 | EA | 780.5 | 53514181826 | 12
18079 | Cordage Cond&Sls/W-Cvr Hdl&Hsg/3'/16-3/A | EA | 533 | 53514181833 | 17
18080 | Cordage Cond&Sls/W-Coverhdl&Hsg/6'/16-3/ | EA | 618.5 | 53514181895 | 17.6
18081 | Cordage Cond&Sls/W-Cvr Hdl&Hsg/3'/16-3/A | EA | 454 | 53514181901 | 11
18082 | Cordage Cond&Sls/W-Cvr Hdl&Hsg/3'/16-3/A | EA | 899.5 | 53514181918 | 12
18083 | Cordage Cond&Sls/W-Coverhdl&Hsg/6'/16-3/ | EA | 539.5 | 53514181932 | 11.6
18084 | Cordage Cond&Sls/W-Coverhdl&Hsg/6'/16-3/ | EA | 985 | 53514181949 | 12.6
18085 | Cordage Cond&Sls/W-Cvr Hdl&Hsg/3'/16-4/A | EA | 436.5 | 53514181956 | 8.2
18086 | Cordage Cond&Sls/W-Coverhnd&Hsg/6'/16-4/ | EA | 521 | 53514181963 | 8.8
18087 | Rebuild Kit "3137/3139"/(10/94-Current) | EA | 423 | 53514181970 | 6
18088 | Rebuild Kit N&E "3137"/(10/87-9/94) | EA | 629.5 | 53514182045 | 6
18089 | Rebuild Kit M&D "3139"/(10/87-9/94) | EA | 1978 | 53514182069 | 6
18090 | Rebuild Kit N&E "3139"/(10/87-9/94) | EA | 1075.5 | 53514182076 | 6
18091 | Rebuild Kit N&E "3098"/(8/91-9/94) | EA | 538 | 53514182083 | 6
18092 | Rebuild Kit "3098"/(10/94-Current) | EA | 411 | 53514182090 | 6
18103 | Bracket,Receptacle Qwik Box 115V & 230V | EA | 15.5 | 53514354848 | 0
18105 | Fitting,PVC 2" X 1-1/2" Reducer Couplin | EA | 9 | 53514185770 | 1
18106 | Flange,Mounting-Painted/203 | EA | 72 | 53514347338 | 0
18107 | Cordage Cond&Sls/W-Cvr Hdl&Hsg/15'/16-3/ | EA | 665 | 53514182120 | 16.8
18119 | Cover,D-24"Dia/Simtech Poly/(35-0005) | EA | 300 | 53514327064 | 15
18124 | Coupling,Electrical/4.0"/NPT/SS | EA | 913.5 | 53514182458 | 3
18127 | Nipple,Pipe 1.25 X 4.75"/SS | EA | 43.5 | 53514182496 | 0.792
18128 | Nipple,Pipe 1.25 X 8.375"/SS | EA | 152.5 | 53514182502 | 1.4
18129 | Nipple,Pipe 1.25 X 8.50"/SS | EA | 151.5 | 53514182519 | 1.4
18130 | Nipple,Pipe 1.25 X 15"/SS | EA | 207.5 | 53514182526 | 2.5
18131 | Nipple,Pipe 1.25 X 22"/SS | EA | 188 | 53514182533 | 3.6
18133 | Nipple,Pipe 1.25 X 34"/SS | EA | 231.5 | 53514182557 | 5.6
18134 | Nipple,Pipe 1.25 X 46"/SS | EA | 274.5 | 53514182564 | 7.6
18139 | Kit,Flange-4X For 10-1509 | EA | 20 | 53514182854 | 1
18147 | Elbow,Base 90 Deg/Flg'D/4"X4"/Ductile Ir | EA | 1018 | 53514183196 | 55
18156 | Bolt,Carriage .25-20 X 1.5"/SS/316 | EA | 1.5 | 53514459765 | 0.02
18160 | Receptacle,115V/15A/Short Strap Single | EA | 41.5 | 53514194925 | 0.1
18163 | Base-Mach 152/153/Non-Auto | EA | 46.5 | 53514234942 | 0
18174 | Stator 230V/1Ph/"202"/121.7 Lam/Rb | EA | 217 | 53514367466 | 6.7562
18175 | Hoist,Adjustable/30'-SS Cable/1000 Lb Ra | EA | 4579 | 53514183974 | 96
18176 | Base-Mach/152/153/Auto | EA | 46.5 | 53514359652 | 0
18182 | Rotor & Bearing Asm 115V/230V/1Ph/.5Hp/" | EA | 73.5 | 53514184780 | 5
18184 | Rotor & Bearing Asm 115V/230V/1Ph/.33Hp/ | EA | 68 | 53514184803 | 5
18201 | Base,Pump "507" W-Flapper | EA | 32 | 53514184575 | 1
18202 | Housing,Pump-Mach "151/152/153"/6302 Brg | EA | 115 | 53514461003 | 12.6
18203 | Fitting,PVC Reducing Tee/1.25" Slip x 1. | EA | 13.5 | 53514445492 | 0
18228 | Hub Grommet, For 4" Fg Hub/Buna-N | EA | 24.5 | 53514185268 | 0.5
18230 | Rotor & Brg Asm/1Ph/820-6820/Up&Lw Brg(0 | EA | 326 | 53514185510 | 6
18231 | Housing,Mtr-&Str 230V/1Ph/2Hp/820-6820/( | EA | 927 | 53514185527 | 35
18232 | Housing,Mtr-&Str 200V/1Ph/2Hp/820-6820/( | EA | 847 | 53514185541 | 32
18233 | Oil,Dielectric-(54 Oz) | EA | 61.5 | 53514185572 | 2.438
18234 | Rebuild Kit 1Ph & 3Ph/"818-820"/ | EA | 262.5 | 53514185558 | 6
18237 | Nipple,Pipe 1.25 X 10"/Galv/W-Weep Hole | EA | 36 | 53514258528 | 1.7
18239 | Impeller-Mach "842-6842" | EA | 521.5 | 53514202408 | 5
18241 | Disc,Cutter Single Direction Grinder/"84 | EA | 143 | 53514214944 | 1.345
18243 | Plate,Spacer/EZ Out 1.25"/W-Screws/Steel | EA | 207 | 53514198114 | 2
18249 | Filter,Vortex 1"MPT/For 5056-0011 | EA | 128.5 | 53514198336 | 3
18252 | Hub Assembly, 4"Fg Hub &Grommet/24" & | EA | 104 | 53514185275 | 6
18255 | Rod,Float/Recirculating Float Valve | EA | 48.5 | 53514263980 | 0
18256 | Plug, For Recirculating Float Valve | EA | 47 | 53514342180 | 0
18262 | Float,8"Dia Copper/Recirculating Float V | EA | 216.5 | 53514308551 | 0
18265 | Weir,Blank For Splitter Valve | EA | 40.5 | 53514355661 | 0
18266 | Weir,10% For Splitter Valve | EA | 40.5 | 53514254254 | 0.001
18267 | Weir,20% For Splitter Valve | EA | 40.5 | 53514312343 | 0
18268 | Weir,25% For Splitter Valve | EA | 40.5 | 53514355722 | 0
18269 | Weir,30% For Splitter Valve | EA | 40.5 | 53514254278 | 0.001
18270 | Weir,40% For Splitter Valve | EA | 40.5 | 53514254292 | 0.001
18277 | Cord Term&Seal 230V/1Ph/20A/Na/Gland/25' | EA | 271 | 53514185480 | 4.6
18278 | Cord Term&Seal 115V/50'Cd/16-3 SOW-A | EA | 215.5 | 53514185640 | 4.6
18283 | Cordage Term&Seal 35'Cd/14-4 SO/3Ph/Non- | EA | 285.5 | 53514185787 | 7.4
18288 | Hose,Disch/1.25"Fitting X 28"Flex Rubber | EA | 169.5 | 53514210793 | 0.1
18290 | Pipe,Pvc 1.25" X 2.625" Sch 80 | EA | 9.5 | 53514254889 | 0.08
18291 | Pipe,Pvc 1.25" X 4.5" Sch 80 | EA | 12.5 | 53514264826 | 0
18310 | Arm & Seal Asm "50"/WWG 2VJ66 | EA | 32 | 53514186210 | 0.2
18311 | Capacitor & Clamp Asm/40Uf 370V/WWG 2VJ6 | EA | 35.5 | 53514186227 | 0.2
18312 | Cord Term&Seal 115V/9'/18-3 SJTW-A/WWG 2 | EA | 34 | 53514186234 | 0.3
18313 | Relay, 115V G1 (&G5)/WWG 2VJ69 | EA | 134.5 | 53514186241 | 0.1
18314 | Relay,230V G1 (&G5)/WWG 2VJ70 | EA | 118 | 53514186258 | 0.1
18315 | Switch Asm "130/260"/WWG 2VJ71 | EA | 38 | 53514186265 | 0.2
18316 | Switch Asm "160/180/290"/WWG 2VJ72 | EA | 39.5 | 53514186272 | 0.2
18317 | Switch Asm "50"/WWG 2VJ73 | EA | 51.5 | 53514186289 | 0.2
18318 | Switch Asm "282"/WWG 2VJ74 | EA | 37.5 | 53514186296 | 0.2
18319 | Case & Switch "50"/WWG 2VJ75 | EA | 90 | 53514186302 | 0.2
18320 | Conduit & Wire Asm/230V/.5"/5-Wire/25' | EA | 462 | 53514424169 | 0
18322 | Conduit & Wire Asm/230V/.5"/5-Wire/50' | EA | 590 | 53514192907 | 11.3
18326 | Module,Power Cord/230V/3P/25Hp/Yoemans/W | EA | 5028 | 53514186500 | 107
18328 | Plate,Name W-Drive Screw/Yoemans | EA | 0.5 | 53514186548 | 0.01
18343 | Carton,"202/203" | EA | 19 | 53514210816 | 2.3
18344 | Liner,Spacer "202/203" | EA | 7 | 53514279752 | 0.573
18349 | Cordage Cond&Sls/HT/25'/16-3 SOW or SOOW | EA | 929.5 | 53514187156 | 4.8
18352 | Clamp,Strain Relief/16-18 Ga Wire | EA | 2.5 | 53514187217 | 0.01
18358 | Conduit-Mach 50' "HT" | EA | 1405 | 53514187446 | 5
18359 | Hardware Pak,Quick Mount | EA | 18 | 53514201364 | 0.5
18368 | Cordage Term&Seal/25'/14-6 SOW-A/"840"/G | EA | 332 | 53514187668 | 3.4
18369 | Insert,Pc Pump Stator/SS | EA | 8 | 53514311544 | 0
18375 | Fitting,PVC 1.25" Tee Slip X Slip/Sch 80 | EA | 46 | 53514264840 | 0
18376 | Fitting,PVC 1.25" Adpt/FPT X Slip/Sch 80 | EA | 31.5 | 53514254865 | 0.9
18380 | Cover & Cordage 3Ph/14-8/Ex Pr/25'/Pin/H | EA | 905.5 | 53514188986 | 24
18386 | Fitting,Galv 1.25" Street Elbow | EA | 33 | 53514189761 | 1.04
18387 | Screw,.25-20 X 1.125" SH Cap/SS | EA | 1.5 | 53514337988 | 0.02
18409 | Cover & Cordage 3Ph/14-8/Ex Pr/25'/Handl | EA | 890.5 | 53514189495 | 24
18410 | Rotor & Brg Asm 200-575V/3Ph/X6165/X6185 | EA | 473.5 | 53514189501 | 7.1
18411 | Adapter-Mach Lower/DS & Plug | EA | 112.5 | 53514189518 | 8.8
18412 | Oil,Dielectric (8 Oz) | EA | 30 | 53514189525 | 0.5
18413 | Rebuild Kit/Ex Pr/DS/1 & 3 Ph | EA | 293 | 53514189532 | 5
18429 | Cord Term&Seal 230V/25'/14-3 SO/1Ph/Na/2 | EA | 299 | 53514189570 | 4.4
18430 | Cover & Cord 230V/1Ph/14Ga/25'/MS/20A | EA | 604 | 53514189587 | 16.8
18431 | Cover & Cord 230V/1Ph/16Ga/25'/MS | EA | 459.5 | 53514189594 | 15.2
18432 | Valve,Pressure Relief/Brass/.25Npt/75Psi | EA | 20 | 53514294380 | 0
18433 | Valve,Pressure Relief/Brass/.25Npt/120Ps | EA | 23 | 53514294403 | 0
18435 | Rotor 115/230V/1Ph/202Rb | EA | 60 | 53514367473 | 2.25
18436 | Cover,D-42"X42"/3V1.25D/(4) Cord Seals | EA | 2723.5 | 53514189662 | 148
18441 | Stator 230V/1Ph/2Hp/Class F | EA | 668.5 | 53514362690 | 13.5
18444 | Kit,2"Flexible Hose/Bee Valve | EA | 946.5 | 53514190101 | 17.5
18445 | Pipe,Pvc 1.25" X 5.875" Sch 80 | EA | 17.5 | 53514190170 | 0.21
18446 | Pipe,Pvc 1.25" X 16.25" Sch 80 | EA | 34 | 53514190187 | 0.7
18447 | Pipe,Pvc 1.25" X 3.625" Sch 80 | EA | 14 | 53514190194 | 0.21
18448 | Pipe,Pvc 1.25" X 3.4375"Sch 80 | EA | 13.5 | 53514190200 | 0.21
18450 | Fitting,PVC 1.25" 45D Slip X Slip/Sch 80 | EA | 21 | 53514346324 | 0.265
18472 | Hose,Disch/1.25"Fitting X 16"Flex Rubber | EA | 144 | 53514464066 | 0
18473 | Hose,Disch/1.25"Fitting X 40"Flex Rubber | EA | 195.5 | 53514360450 | 0
18500 | Tank Asm/"202" | EA | 185 | 53514193089 | 7
18501 | Float Switch Asm "202/203" | EA | 125.5 | 53514193096 | 2
18510 | Kit,Extension "203" | EA | 208.5 | 53514193164 | 3
18511 | Pipe,Pvc 3" X 12" Sch 40 | EA | 33 | 53514347345 | 0
18513 | Tank Asm/"203" | EA | 257.5 | 53514193140 | 19
18521 | Carton,Toilet Bowl/"202" | EA | 44.5 | 53514279738 | 3.09
18522 | Carton,Tank & Cover "202" (1.6 GPF) | EA | 48.5 | 53514279714 | 10
18523 | Hardware Pak,Sw & Brkt/(PF/QJ)/Poly/PSF/ | EA | 66 | 53514327590 | 0.5
18526 | Seal,O-Ring (254) | EA | 1.5 | 53514360276 | 0
18528 | Cover,S-18"Dia/PSF/2V2D/Proprietary | EA | 90.5 | 53514402914 | 10
18529 | Tank,QJ Ultima/W-O Inlet Hole/"204" | EA | 123 | 53514333089 | 9.24
18530 | Carton,"204" | EA | 27 | 53514452827 | 2.3
18532 | Float Switch Asm "204" | EA | 105 | 53514203863 | 1.75
18534 | Tank Asm/"204" | EA | 178.5 | 53514203900 | 19
18536 | Hardware Pak-Switch/QJU/Model 202/203/20 | EA | 13 | 53514326104 | 0.015
18564 | Spring,Compression/Water Powered Pump/ | EA | 2 | 53514239848 | 0.001
18567 | Float,Polypropylene/Water Powered Pump/ | EA | 29.5 | 53514239787 | 1.75
18573 | Baffle,Tank-Plastic Diecut/Folded/"202/ | EA | 21 | 53514326111 | 0.26
18574 | Pipe,Pvc 2" X 14.781" Sch 40 | EA | 26 | 53514313074 | 1.5
18579 | Carton,Water Powered Pump/Model 503 | EA | 11 | 53514308575 | 1.8
18583 | Rod,Float-Guide/Water Powered Pump/Model | EA | 11 | 53514239886 | 0.001
18584 | Fitting,Push to connect-.75 Push x.75 FP | EA | 33.5 | 53514239800 | 0.01
18587 | Valve,Backflow Asm/Preventer/Model 503 | EA | 42.5 | 53514239657 | 0.2
18588 | Diaphragm & O-Ring/Model 503 | EA | 42.5 | 53514239664 | 0.25
18589 | Plunger Asm/Model 503 | EA | 11.5 | 53514239688 | 0.2
18590 | Relay,Voltage Sensing/"202" | EA | 71 | 53514360283 | 0.318
18593 | Stator W-Screws 230V/1Ph/"264"/(ZT) | EA | 202 | 53514208356 | 5.2
18594 | Relay,Voltage Sensing/"840/7011" | EA | 88 | 53514322588 | 0.312
18601 | Rebuild Kit,840-841/1Ph/(09/06-Current) | EA | 411 | 53514191696 | 5
18602 | Screw,.25-20 X 1"HH Cap/SS/(Nylock Pre-C | EA | 4.5 | 53514192921 | 0.01
18603 | Cutter & Disc Asm "840"/(9/06-Current) | EA | 325 | 53514191306 | 2.9
18604 | Cutter & Disc Asm "841"/(09/06-01/17) | EA | 372 | 53514191313 | 2.9
18605 | Rebuild Kit,840-841/3Ph/(09/06-Current) | EA | 404 | 53514191702 | 5
18608 | Pipe,Pvc 1.25" X 12.438"/Sch 80 | EA | 25 | 53514421991 | 0
18634 | Charger,Control Asm/507 With Terminals/ | EA | 431 | 53514212766 | 7.5
18639 | Cover & Cord 200/230V/1P/"840"/35'/Gland | EA | 766 | 53514192846 | 15.6
18655 | Plate,Access 16" X 1/4" W/2" Disch | EA | 542.5 | 53514193201 | 4
18702 | Seal,Shaft Asm/Carbon Sta/Sc Rotary/Vito | EA | 510 | 53514193461 | 0.1
18704 | Cord Term&Seal 115V/1Ph/25'/14Ga/20A/Na/ | EA | 202.5 | 53514193485 | 4.5
18705 | Cover & Cordage/115V/1P/14Ga/20A/25'/Gla | EA | 412.5 | 53514193492 | 15.1
18716 | Fitting,Galv 1.25" NPT Tee/Female | EA | 36.5 | 53514210809 | 1
18717 | Seal Asm,Qwik Box 14, 16, 18 Ga Cord | EA | 78 | 53514193911 | 1
18720 | Nipple,Pipe 1.25" X 43"/Galv | EA | 151 | 53514194147 | 8.13
18721 | Cordage Term&Seal/35'/14-6 SOW-A/"840"/G | EA | 422 | 53514194192 | 4.8
18722 | Nipple,Pipe 1.25" X 19"/Galv | EA | 124.5 | 53514194291 | 3.6
18733 | Flange,Adapter 4" Slip/PVC/Sch 80 | EA | 85 | 53514324858 | 2.5
18778 | U-Bolt,Rail Sys 4"/S.S. | EA | 89 | 53514465995 | 1.2
18779 | U-Bolt,Rail Sys 2.5-3"/S.S. | EA | 104.5 | 53514440930 | 0.9
18780 | Screw,.625-11X3" Lg HH Cap SS | EA | 7.5 | 53514195649 | 0.3
18791 | Pipe,Pvc 1.25" X 4.25"/Sch 80 | EA | 12 | 53514357894 | 0.02
18792 | Pipe,Pvc 2" X 26"/Sch 80 | EA | 14 | 53514386863 | 2.05
18797 | Pump, End for 10Gpm/6 Stage Effluent | EA | 769.5 | 53514195908 | 4.4
18802 | Pipe,Pvc .50" X 36" Sch 40 | EA | 16 | 53514363857 | 0
18806 | Pipe,Pvc 1.25" X 6.625"/Sch 80 | EA | 18.5 | 53514357887 | 0.29
18808 | Fuse,1Amp Class CC For P/N 011525 Transf | EA | 93 | 53514195984 | 0.1
18811 | Capacitor & Clamp Asm/20Uf/370V/WWG 1842 | EA | 26.5 | 53514196059 | 0.43
18812 | Seal,Shaft/WWG 1842533 | EA | 34 | 53514196066 | 0.1
18813 | Base Asm "53/55"/WWG 1842582 | EA | 6.5 | 53514196073 | 0.42
18814 | Seal,Thru Wall Term/3Pak/WWG 4DMJ4 | EA | 7 | 53514196080 | 0.02
18815 | Arm & Seal Asm "130/260"/WWG 1842723 | EA | 34 | 53514196097 | 0.2
18816 | Seal,Mtr Hsg/WWG 1842798 | EA | 1.5 | 53514196103 | 0.02
18817 | Gasket,Case/Cover/WWG 4DMH1 | EA | 1.5 | 53514196110 | 0.01
18818 | Guide Asm,Flt Rod/WWG 4DMJ2 | EA | 6 | 53514196127 | 0.2
18819 | Seal,Cord-Asm & Strain Relief/WWG 4DMH8 | EA | 6.5 | 53514196134 | 0.05
18820 | Wire Pkg (2)Pack/WWG 1842970 | EA | 6 | 53514196141 | 0.01
18821 | Seal Asm,Shaft-Blister Pak/WWG 4DMG9 | EA | 19 | 53514196158 | 0.02
18822 | Impeller Plastic "53/55"/Sp/WWG 6JGV3 | EA | 7.5 | 53514196165 | 0.2
18823 | Cord Term&Seal 115V/15'/18-3 Sjow/WWG | EA | 51.5 | 53514196172 | 1.6
18824 | Case & Switch Asm "130/260"/WWG 1972447 | EA | 115.5 | 53514196189 | 5.1
18825 | Impeller "282"/WWG 1987916 | EA | 77.5 | 53514196196 | 2.5
18826 | Base Asm/WWG 2030948 | EA | 39.5 | 53514196202 | 4.41
18827 | Case & Switch "97"/WWG 2144343 | EA | 81 | 53514196219 | 2.4
18828 | Rod,Float-Molded/"98"/WWG 6JGV4 | EA | 3 | 53514196226 | 0.01
18829 | Basin Asm,Drain Pump/WWG 2997765 | EA | 456.5 | 53514196233 | 8
18830 | Base-Mach "267/268/270"/WWG 3027372 | EA | 66 | 53514196240 | 9.5
18831 | Impeller "293"/WWG 3118304 | EA | 216 | 53514196257 | 1.6
18832 | Seal,Cd-Basin Cvr/1Hl/Split/2.5"Hl/WWG 3 | EA | 8.5 | 53514196271 | 0.079
18833 | Impeller-Plastic "266/267/268"/WWG 4DMH7 | EA | 8 | 53514196295 | 0.19
18834 | Base-Molded "262/266/270"/WWG 3880101 | EA | 24 | 53514196301 | 1.04
18835 | Capacitor,Asm-30Uf 250V/140/270/4140/WWG | EA | 37 | 53514196318 | 0.3
18836 | Gasket,Case/Cover/WWG 4DMG8 | EA | 9 | 53514196325 | 0.01
18837 | Oil,Dielectric (19 Oz)/WWG 6020834 | EA | 35.5 | 53514196332 | 1.2
18838 | Bearing,Radial 6303/W-Snap Ring/WWG 6032 | EA | 16.5 | 53514196349 | 0.5
18839 | Wire Pkg (2)Wires/WWG 6039800 | EA | 6 | 53514196356 | 0.02
18840 | Seal Asm,Shaft "840"/WWG6280533 | EA | 45 | 53514196363 | 0.1
18845 | Switch,Mech Flt/115/230V100'Cd/Wo Plug/N | EA | 318 | 53514196554 | 8
18848 | Blower Diaphragm-ZF Systems | EA | 155.5 | 53514254537 | 1
18849 | Blower Filter-ZF Systems MX80N, MX80NZ | EA | 20.5 | 53514221409 | 1
18856 | Nipple,Pipe 1.25" X 24"/Galv | EA | 130 | 53514199913 | 4.54
18862 | Cover & Cord 100'Cd/12-4/Sensor 18-5/180 | EA | 2111.5 | 53514199555 | 79.3
18879 | Switch,Mech Flt/125/250V/5Amp/30'Cd/Wo P | EA | 115 | 53514197902 | 3
18881 | Pipe,Pvc 1.25" X 5.50"//Sch 80 | EA | 17 | 53514197599 | 0.15
18882 | Pipe,Pvc 1.25" X 17.50"/Sch 80 | EA | 36 | 53514197612 | 0.76
18883 | Pipe,Pvc 1.25" X 3.938"/Sch 80 | EA | 14.5 | 53514197629 | 0.17
18884 | Pipe,Pvc 1.25" X 28.25"/Sch 80 | EA | 53.5 | 53514197636 | 1.2
18889 | Nipple,Pipe 2" X 53"/SS | EA | 588.5 | 53514310943 | 16
18892 | Pin,.218"X1.125"Lg/Solid/Grooved/S.S. | EA | 4.5 | 53514262327 | 0.12
18908 | Housing,Mtr-& Str 230V/1Ph/1Hp/PC Grinde | EA | 722.5 | 53514198466 | 26.5
18909 | Housing,Mtr-& Str 230V/1Ph/3Hp/1725RPM/( | EA | 855 | 53514198473 | 27.5
18910 | Rotor & Brg Asm 230V/1Ph/1Hp/PC Grinder | EA | 376 | 53514198480 | 9.2
18911 | Rotor & Brg Asm 200/230V/1Ph/2Hp/PC Grin | EA | 422 | 53514198497 | 9.2
18912 | Seal,Shaft-Asm .750/Type6A/Car-Cer | EA | 68.5 | 53514198558 | 0.261
18913 | Washer & Snap Ring/PC Grinder | EA | 10 | 53514198565 | 0.02
18914 | Rotor,Pump/Hydraulic & Pin/(Pc Grinder) | EA | 358 | 53514199135 | 1.5
18915 | Rotor,Pump/Hydraulic & Pin/Sol/(Pc Grind | EA | 359.5 | 53514199142 | 1.84
18918 | Cutter & Disc Asm/PC Grinder | EA | 350 | 53514199173 | 2.25
18919 | Rebuild Kit,E/PC Grinderxx/Xx-Current/Pi | EA | 275 | 53514199203 | 3.2
18920 | Rebuild Kit,E/PC Grinder/09/07-Current/ | EA | 279 | 53514199227 | 3.2
18924 | Overload,Thermal/TI 15Hm/Cut & Strip | EA | 51.5 | 53514288372 | 0.05
18927 | Cover & Cord/Man Run/PC Grinder | EA | 293 | 53514199241 | 13.1
18928 | Cordage Term&Seal/20'/16-4/Man Run/PC Gr | EA | 101 | 53514199234 | 3.6
18957 | Screw,.375-16Unc X 1.5" Lg Sh/SS | EA | 2 | 53514339005 | 0.01
18958 | Cord & Clamp Asm/25'Cd/12-4/Sensor 18-5/ | EA | 639.5 | 53514200992 | 15.5
18959 | Cord & Clamp Asm/25'Cd/8-4/Sensor 18-5/1 | EA | 929 | 53514201005 | 18.5
18960 | Cord & Clamp Asm/25'Cd/4-4/Sensor 18-5/1 | EA | 1530 | 53514201012 | 21.5
18967 | Relay,Voltage-Sensing/"611/621/ | EA | 66 | 53514207014 | 0.312
18981 | Impeller-Mach Vtx 8.50" 61HD | EA | 341.5 | 53514250478 | 5
18983 | Bushing,Oilube-Mach 180 Frame/Ex Pr/2.75 | EA | 238 | 53514460563 | 0.75
18984 | Impeller-Mach Vtx 8.375" 61HD | EA | 318.5 | 53514250492 | 5
18985 | Impeller-Mach Vtx 8.25" 61HD | EA | 341.5 | 53514250515 | 5
18986 | Impeller-Mach Vtx 8.125" 61HD | EA | 341.5 | 53514250577 | 5
18987 | Impeller-Mach Vtx 8.00" 61HD | EA | 341.5 | 53514250591 | 5
18988 | Impeller-Mach Vtx 7.875" 61HD | EA | 341.5 | 53514250614 | 4.75
18989 | Impeller-Mach Vtx 7.75" 61HD | EA | 341.5 | 53514250638 | 4.75
18990 | Impeller-Mach Vtx 7.625" 61HD | EA | 341.5 | 53514250652 | 4.75
18991 | Impeller-Mach Vtx 7.50" 61HD | EA | 341.5 | 53514250676 | 4.75
18992 | Impeller-Mach Vtx 7.375" 61HD | EA | 341.5 | 53514250690 | 4.75
18993 | Impeller-Mach Vtx 7.25" 61HD | EA | 341.5 | 53514250713 | 4.75
18994 | Impeller-Mach Vtx 7.125" 61HD | EA | 341.5 | 53514250737 | 4.75
18995 | Impeller-Mach Vtx 7.00" 61HD | EA | 341.5 | 53514250751 | 4.75
18996 | Impeller-Mach Vtx 6.875" 61HD | EA | 341.5 | 53514250775 | 4.5
18997 | Impeller-Mach Vtx 6.75" 61HD | EA | 341.5 | 53514250799 | 4.5
18998 | Impeller-Mach Vtx 6.625" 61HD | EA | 341.5 | 53514250812 | 4.5
18999 | Impeller-Mach Vtx 6.50" 61HD | EA | 341.5 | 53514250836 | 4.5
19021 | Tank Adapter,Narrow For 24" Dia Tuf-Tite | EA | 52.5 | 53514203818 | 1.6
19022 | Tank Adapter,Narrow For 20" Dia Tuf-Tite | EA | 47 | 53514345129 | 1.1
19051 | Impeller-Plastic "145" | EA | 10 | 53514361693 | 0.212
19052 | Base-Mach "145" | EA | 152 | 53514494469 | 4.2
19054 | Cover & Cordage 1Ph/14-5/Ex Pr/50'/Pin/H | EA | 1136.5 | 53514199807 | 27
19055 | Gasket,Eqd/810-815/Drop In Unit | EA | 4.5 | 53514431853 | 0
19062 | Fitting,PVC 3" X 2" Reducer Coupling/Sc | EA | 75 | 53514313081 | 0.75
19068 | Seal,Shaft/.625"Dia/HT/Viton | EA | 157 | 53514199920 | 0.02
19075 | Cutter & Disc Asm Grinder "842"/(05/07-0 | EA | 393 | 53514202132 | 3.2
19079 | Fitting,Tank Adapter Hub | EA | 68 | 53514310585 | 0.5
19082 | Hose,Dual Air Line .125"X 15' | EA | 96.5 | 53514345099 | 0
19083 | Hose,Dual Air Line .125"Dia/100'Roll | EA | 7 | 53514341282 | 0
19085 | Fitting,Barbed Hose Adapter W-Bleed Hole | EA | 6.5 | 53514316853 | 0.1
19088 | Fitting,PVC .75"Tee Slip X FPT | EA | 3.5 | 53514295349 | 0.1
19096 | Nipple,Pipe 2" X 22"/SS | EA | 334 | 53514334093 | 7.2
19101 | Bio-Perc, 10Lb Bucket | EA | 191 | 53514233631 | 10
19103 | Seal,Link 4" Ls-300-C | EA | 19 | 53514200473 | 1
19104 | Sleeve,6" Al Hub For Link Seal Slv0600A | EA | 705.5 | 53514200527 | 6
19127 | Flange,Adapter 3" Slip/PVC/Sch 80 | EA | 82.5 | 53514440947 | 2.25
19136 | Cam,Multizone For 6000 Series Valve/2-Zo | EA | 24.5 | 53514201029 | 0.01
19137 | Cam,Multizone For 6000 Series Valve/3-Zo | EA | 26.5 | 53514201036 | 0.01
19138 | Cam,Multizone For 6000 Series Valve/4-Zo | EA | 24.5 | 53514201043 | 0.01
19139 | Cam,Multizone For 6000 Series Valve/5-Zo | EA | 26.5 | 53514201050 | 0.01
19140 | Cam,Multizone For 6000 Series Valve/6-Zo | EA | 24.5 | 53514201067 | 0.01
19141 | Asm,Stem/Disk Multizone/6000 Series/Heav | EA | 73 | 53514201074 | 2
19142 | Asm,Stem/Disk Multizone/6000 Series/Ligh | EA | 117.5 | 53514201081 | 2
19154 | Disconnect,2-3"V/S.S./EZ Out | EA | 2369 | 53514247485 | 50
19155 | Reducer,Bell/Galv/3"X 2" | EA | 136 | 53514201487 | 5
19180 | Hub & Seal Alum/ 8"/For 72" Curved | EA | 1140 | 53514202170 | 18
19189 | Spacer Plate,Mach,EZ-Out3"X 2"/Intermedi | EA | 57.5 | 53514346348 | 2
19205 | Rotor 200/230/460/575V/3Ph/1Hp/3450 Rpm | EA | 145.5 | 53514261719 | 3
19207 | Rotor 200/230/460V/3Ph/1Hp/1725 Rpm | EA | 129.5 | 53514304133 | 4
19209 | Rotor 200/230/460/575V/3Ph/2Hp/3450 RPM | EA | 182 | 53514448516 | 4.78
19211 | Rotor 380V/3Ph/2Hp/3450 RPM | EA | 189.5 | 53514261733 | 5.5
19225 | Rotor & Brg Asm 200/230V/1Ph/1.5-2Hp/ | EA | 183.5 | 53514215989 | 5
19226 | Rotor & Brg 200/230/460/575V/3P/2Hp/ | EA | 198 | 53514216009 | 5.1
19227 | Rotor & Brg 380V/3Ph/2Hp/3450 Rpm/ | EA | 262.5 | 53514216047 | 6
19228 | Rotor & Brg Asm 200/230V/1Ph/2HP/DS/3450 | EA | 224.5 | 53514216061 | 5
19229 | Rotor & Brg Asm 200/230/460/575V/3Ph/2HP | EA | 257 | 53514216085 | 5.5
19231 | Rotor & Brg Asm 200/230V/1Ph/4291/Upper | EA | 249 | 53514216160 | 4.75
19232 | Rotor & Brg Asm 200/230/460/575V/3Ph/ | EA | 285 | 53514216184 | 5.25
19233 | Housing,Mtr-&Str 230V/1Ph/2Hp/3450 Rpm/ | EA | 872 | 53514216207 | 30
19234 | Housing,Mtr-&Str 200V/1Ph/2HP/3450 Rpm/ | EA | 861.5 | 53514216221 | 30
19235 | Housing,Mtr-&Str 200V/3Ph/2HP/3450 Rpm/ | EA | 1050 | 53514216245 | 26.1
19236 | Housing,Mtr-&Str 230V/3Ph/2HP/3450 Rpm/ | EA | 1045 | 53514216283 | 27
19237 | Housing,Mtr-&Str 460V/3Ph/2HP/3450 Rpm/ | EA | 1042 | 53514216306 | 27
19238 | Housing,Mtr-&Stator 575/3Ph/2HP/3450 Rpm | EA | 1179 | 53514216320 | 36.4
19244 | Housing,Mtr-&Str 575V/3Ph/2HP/3450 Rpm/ | EA | 1170.5 | 53514479176 | 0
19245 | Housing,Mtr-&Str 230V/1Ph/2HP/MS/3450 Rp | EA | 878 | 53514216368 | 30
19246 | Housing,Mtr-&Str 200V/1Ph/2HP/MS/3450 Rp | EA | 855.5 | 53514216382 | 30.1
19247 | Housing,Mtr-&Str 200V/3Ph/2HP/MS/3450 Rp | EA | 1054.5 | 53514216405 | 26.1
19248 | Housing,Mtr-&Str 230V/3Ph/2Hp/MS/3450 Rp | EA | 1051 | 53514216429 | 27
19249 | Housing,Mtr-&Str 460V/3Ph/2HP/MS/3450 Rp | EA | 1048 | 53514216443 | 27
19255 | Fitting,S.S. 3" 90D Elbow | EA | 421 | 53514492052 | 1.5
19257 | Nipple,Pipe 3" X 2.625"/S.S./Close | EA | 178 | 53514436605 | 1
19283 | Pipe,Discharge-Asm/Gooseneck/SS | EA | 555 | 53514333119 | 3.44
19285 | Seal,O-Ring (220)Buna-N | EA | 0.5 | 53514369309 | 0.01
19289 | Terminal,Male Inserts/6 Pin/Han6E-M-S/16 | EA | 76 | 53514428051 | 0.0037
19290 | Housing,Elec-Molded/Eqd | EA | 173.5 | 53514431860 | 0
19293 | Nut,Sealing 1.625"-12/Y Zn Dichromate St | EA | 383.5 | 53514373535 | 0
19298 | Seal,Link/10"Hub For 6" Pvc/For 60"Dia. | EA | 940.5 | 53514203269 | 10
19299 | Seal,Link/5"Hub/Flatwall3"Copper Pipe/Ls | EA | 1137.5 | 53514203276 | 8
19316 | Switch,Reset/Alarm Test/Rhombus Panel | EA | 37 | 53514203764 | 0.5
19322 | Cord Term&Seal 230V/50'/16-3 SJOW or SJO | EA | 270 | 53514204129 | 4.2
19325 | Spring,Disc Accelerator/Check Valve | EA | 286.5 | 53514204235 | 0.02
19334 | Nipple,Pipe 4" X 2.875"/Galv/NPT | EA | 79.5 | 53514363536 | 1
19340 | Nipple,Pipe 1.25" NPT X 1.625-12Un X 8.2 | EA | 112.5 | 53514373511 | 0
19353 | Rebuild Kit "WM152" | EA | 81 | 53514204983 | 2.65
19358 | Impeller-Plastic "820" | EA | 124.5 | 53514232092 | 1
19361 | Cover & Cord 200/230V/1P/"840"/25'/Gland | EA | 618 | 53514204921 | 17
19399 | Seal,Shaft Silicon Carbide/RotaryJohn Cr | EA | 15.5 | 53514241582 | 0.011
19400 | Seal,Shaft 1/2"(John Crane Type 6A)/ | EA | 22.5 | 53514298852 | 0.04
19401 | Seal,Shaft Carbon/StationaryJohn Crane | EA | 8 | 53514241605 | 0.051
19402 | Seal,Shaft 1/2"(John Crane Type 11A)/ | EA | 23.5 | 53514298876 | 0.062
19417 | Cord,Cut & Strip-20'/H07RN-F3G1.5Mm/Roh | EA | 135.5 | 53514242411 | 2.53
19421 | Screw,#6-32 X.375 RHM-Sltc/Zinc Plated | EA | 1 | 53514209704 | 0.01
19429 | Relay,Reversing/For Rhombus Panel 10-039 | EA | 40 | 53514207021 | 0.5
19439 | Cord Term&Seal 115V/35'/16-3 SJTW or SJT | EA | 114 | 53514207236 | 3
19444 | Cordage Cond&Sls/HT/8'/16-3/Auto/"3137/3 | EA | 399.5 | 53514207465 | 0.6
19457 | Guide,Pipe .75" X 40"/SS | EA | 148.5 | 53514494230 | 3
19458 | Cordage Term&Seal/25'/18-2 SOW-A/MS/1Ph/ | EA | 114.5 | 53514207755 | 2
19465 | Fitting,Reducer 4" X 3"/Eccentric/C.I./F | EA | 707.5 | 53514330514 | 28
19471 | Cord Term&Seal 115V/35'/16-3 SJTW or SJT | EA | 164 | 53514207922 | 3.2
19483 | Cord Term&Seal 115V/1Ph/35'/14Ga/Auto/ | EA | 174 | 53514208189 | 6.2
19487 | Disconnect,3"H/SS/Plate Asm/EZ Out/39-00 | EA | 1415.5 | 53514208363 | 22
19489 | Hardware Pak,24"Dia PSF/2V2D/ZCO/ | EA | 20.5 | 53514228668 | 0.5
19490 | Hardware Pak,24"Dia PSF/2V2D/ZCO/ | EA | 22.5 | 53514296827 | 0.025
19491 | Hardware Pak,24"Dia PSF/2V2D/ZCO/ | EA | 22.5 | 53514296834 | 0.025
19494 | Pipe,Pvc 2" X 15.50" Sch 40 | EA | 22.5 | 53514373931 | 0.91
19509 | Pipe,Pvc 1.5" X 10"/Sch 40 | EA | 21.5 | 53514388737 | 0.58
19520 | Carton,Ex Pr Sew/Eff | EA | 25 | 53514357900 | 4.1
19548 | Seal,Flexible Boot Fitting 1.25" | EA | 486 | 53514302306 | 1
19550 | Housing,Pump-Mach &Press Relief Valve/"8 | EA | 319 | 53514211042 | 15
19551 | Housing,Pump-Mach &Press Relief Valve/"8 | EA | 321.5 | 53514211059 | 15
19552 | Plug,Protector 2" Npt/Plastic | EA | 2.5 | 53514335953 | 0.01
19566 | Tube,Transparency/Turbitiy 60cm/ | EA | 270 | 53514226213 | 1
19568 | Ladle, 250ml/For Fusion Service Kit | EA | 220.5 | 53514226275 | 0.1
19569 | Strips, Test PH Indicator(0-14PH units) | EA | 248.5 | 53514226299 | 0.061
19570 | Strips,Test Ammonia Nitrogen(25 per pk) | EA | 148.5 | 53514226312 | 0.05
19571 | Strips,Test Nitrate/Nitrite Nitrogen/ | EA | 138.5 | 53514226336 | 0.05
19573 | Box, Tool Box for Fusion Service Kit | EA | 206.5 | 53514226374 | 10
19586 | Cam,Multizone For 4000 Series Valve/ | EA | 19 | 53514211356 | 1
19588 | Pump, End for 55Gpm/1 Stage Effluent | EA | 498 | 53514211417 | 4.4
19598 | Body,Roto Finish For 322-0005 | EA | 344 | 53514211691 | 6
19604 | Cordage Term&Seals/100'/16-4 SOW-A/3Ph/ | EA | 450.5 | 53514211950 | 11
19607 | Socket For Rhombus Panel | EA | 20 | 53514212698 | 0.5
19608 | Carton Asm "810-815" | EA | 90 | 53514213510 | 4
19620 | Cordage Term&Seal/50'/14-3 SO/230V/1Ph/ | EA | 391 | 53514213572 | 8.7
19625 | Housing,Mtr-&Str 575V/3Ph/2HP/MS/3450 Rp | EA | 1185 | 53514216467 | 36.4
19630 | Housing,Mtr-&Str 460V/3Ph/2HP/MS/3450 Rp | EA | 1039.5 | 53514394011 | 31
19646 | Rotor & Brg Asm 1Ph/2HP/191/Upper & Lowe | EA | 208 | 53514216504 | 5
19647 | Rebuild Kit Single Seal/Auto/160-290/ | EA | 268 | 53514216528 | 8
19648 | Rebuild Kit,Single Seal/Na/1&3Ph/160-290 | EA | 232.5 | 53514216542 | 8
19649 | Rebuild Kit,191/Ball Bearing | EA | 221 | 53514216566 | 8
19650 | Rotor & Brg Asm 200/230V/1Ph/1Hp/3450 Rp | EA | 137 | 53514238452 | 5
19651 | Rotor & Brg 200/230/460/575V/3P/1Hp/ | EA | 161.5 | 53514238513 | 5.1
19652 | Rotor & Brg Asm 200/230V/1Ph/1HP/DS/3450 | EA | 161 | 53514238537 | 5
19653 | Rotor & Brg Asm 200/230/460/575V/3Ph/1HP | EA | 193.5 | 53514238551 | 5.5
19654 | Housing,Mtr-&Str 200V/1Ph/1Hp/3450 Rpm/ | EA | 662 | 53514449926 | 30
19655 | Housing,Mtr-&Str 230V/1Ph/1Hp/3450 Rpm/ | EA | 728.5 | 53514319403 | 33
19656 | Housing,Mtr-&Str 200V/3Ph/1Hp/3450 Rpm/ | EA | 806 | 53514355968 | 29
19657 | Housing,Mtr-&Str 230V/3Ph/1Hp/3450 rpm/ | EA | 841.5 | 53514310660 | 29
19658 | Housing,Mtr-&Str 460V/3Ph/1Hp/3450 Rpm/ | EA | 838.5 | 53514319397 | 29
19661 | Housing,Mtr-&Str 230V/1Ph/1Hp/3450 Rpm/ | EA | 698 | 53514307936 | 33
19663 | Housing,Mtr-&Str 230V/3Ph/1Hp/3450 Rpm/ | EA | 833 | 53514416683 | 29
19676 | Switch,Mech Flt/30Vdc/.1A/50'Cd/Wide/ | EA | 133.5 | 53514213435 | 3.34
19695 | Cutter & Shim Asm/3 Blade/.75" Screw | EA | 207.5 | 53514214821 | 1.5
19696 | Cutter & Shim Asm/3 Blade/1" Screw | EA | 208.5 | 53514214845 | 1.5
19697 | Cutter & Shim Asm/5 Blade/.75" Screw | EA | 228.5 | 53514214869 | 1.5
19698 | Cutter & Shim Asm/5 Blade/1" Screw | EA | 229.5 | 53514214883 | 1.5
19705 | Hardware Pak,Quick Mount/Oil Smart | EA | 50.5 | 53514214784 | 0.5
19708 | Rebuild Kit,Double Seal/1&3 Ph/4160-4290 | EA | 261 | 53514216580 | 8
19709 | Rebuild Kit,Double Seal/1&3 Ph/4290-4291 | EA | 419.5 | 53514216603 | 8
19710 | Rebuild Kit,Double Seal/1&3Ph/W&W-O MS/ | EA | 370 | 53514216627 | 8
19721 | Hardware,Suspended/Basin/(For 32-0024) F | EA | 4629.5 | 53514217570 | 193
19740 | Guide,Pipe 2" X 58.50"/S.S. | EA | 657 | 53514227517 | 19.5
19753 | Stator,230V-460V/30HP/1750/3Ph/ | EA | 5415 | 53514219451 | 250
19756 | Sampler, Sludge Judge For Fusion Servic | EA | 873.5 | 53514226398 | 4
19757 | Case, Sludge Judge for Fusion Service Ki | EA | 196.5 | 53514226411 | 1
19758 | Brush, Cleaning .75" for Fusion Servic | EA | 95.5 | 53514225971 | 1
19764 | Fitting,SS 1.25" Street Elbow | EA | 92 | 53514220341 | 1.04
19768 | Valve,Check/1.5 InLine/Vertical | EA | 37.5 | 53514226619 | 0.2
19775 | Transformer,208V/50Hz | EA | 352.5 | 53514221003 | 5
19776 | Hub W-Out Seal-Fg/4"/Curved/For 18" Dia | EA | 81 | 53514221423 | 6
19778 | Hub Assembly, 4"Fg Hub & Grommet/18"Dia | EA | 104 | 53514221621 | 6
19780 | Housing,Pump-Volute/Md 322/Aluminum | EA | 413 | 53514221805 | 5
19781 | Cordage Term&Seal/65'/14-3 SO/230V/1Ph/ | EA | 466.5 | 53514222000 | 11.3
19823 | Seal,Pipe-2" (For 4"Hole) | EA | 27 | 53514223229 | 0.12
19839 | Cover & Cord 25'Cd/12-4/Sen 18-5/HT/180F | EA | 1891 | 53514224806 | 50
19840 | Rotor & Brg Asm 200-460V/3Ph/6161/X6163 | EA | 481.5 | 53514225193 | 7.1
19842 | Valve,Check 1" Clr Pvc/Slip X Slip/ | EA | 80.5 | 53514483302 | 0
19844 | Valve,Check 1.5" Clr Pvc/Slip X Slip/ | EA | 91 | 53514226695 | 1.25
19857 | Hose,1.5" Rubber Coupling | EA | 3 | 53514229795 | 0.02
19885 | Screw,.313-18 X 1.25"Long Flat Head Sock | EA | 1 | 53514227135 | 0.01
19886 | Float,Polypropylene/WWG 4DMG7 | EA | 7 | 53514226800 | 0.36
19887 | Gasket,Case/Cover/WWG 4DMH6 | EA | 16.5 | 53514226817 | 0.01
19888 | Float,Plastic/WWG 4DMH5 | EA | 11 | 53514226824 | 0.35
19889 | Capacitor,10Uf/250Vac/"98"/WWG 4DMH2 | EA | 64 | 53514226831 | 0.14
19890 | Relay Asm 115V/G5/WWG 4DMH3 | EA | 14.5 | 53514226848 | 1
19891 | Guide Asm,Float Rod/WWG 60L497 | EA | 6.5 | 53514226855 | 0.2
19894 | Cord Term&Seal 230V/1Ph/20A/Na/Gland/25' | EA | 272 | 53514226756 | 4.6
19895 | Cover & Cord 230V/1Ph/14Ga/20A/25'/Gland | EA | 403 | 53514226770 | 15
19914 | Disconnect,2"V/BRASS/Plate Asm/EZ Out/ | EA | 1166.5 | 53514227296 | 13
19919 | Cover & Cord Asm 75'Cd/8-4/Sen 18-5/140 | EA | 2294.5 | 53514228217 | 49
19921 | Bracket for Model 322 | EA | 395 | 53514228781 | 3
19923 | Seal for Model 322 | EA | 208.5 | 53514228828 | 1
19924 | Gloves, Latex/1 box (50 pair) | EA | 72.5 | 53514229672 | 1
19925 | Beaker, Graduated 1000ml for Fusion Serv | EA | 3.5 | 53514229658 | 0.01
19936 | Leadwire Asm 25' 12AWG Flat Wire | EA | 661.5 | 53514230715 | 2
19938 | Cam,Multizone For 4000 Series Valve/ | EA | 20 | 53514230876 | 1
19939 | Hub & Seal Alum/ 6"/For 24"-72" Dia | EA | 740 | 53514230999 | 15
19942 | Transformer,Fusion 115V-100V/Blower | EA | 751 | 53514258009 | 3
19993 | Bracket,Anti-Rotate/PCG/EZ Out/SS | EA | 58 | 53514343231 | 0.75
21392 | Ext Warranty,Gold Star .5Hp Thru 1.5Hp E | EA | 319 | 54757076375 | 0.001
21393 | Ext Warranty,Gold Star Plus/2 Thru 3Hp E | EA | 598.5 | 54757076382 | 0.001
21433 | Cord,115V/100'/14-3 SJOW-A/(For 5030-001 | EA | 647.5 | 53514196691 | 10
22467 | Adapter,1 1/4NPT X 3/4NH | EA | 4 | 53514245269 | 0.1
23258 | Carton/Power Flush S1202 | EA | 78.5 | 53514486457 | 2
26014 | Coupling Asm | EA | 97.5 | 53514009007 | 1
26016 | Adapter,Mtr Model 112 | EA | 215 | 53514009014 | 2
26033 | Rod,Flt-& End | EA | 28.5 | 53514009038 | 0.35
26072 | Switch 440V | EA | 43 | 53514009106 | 0
26075 | Extension,Sw Arm | EA | 10.5 | 53514009113 | 0.01
27004 | Motor Asm 115/230/1Ph/.3Hp/Tefc | EA | 829 | 53514009120 | 2
27009 | Bracket,Switch | EA | 123 | 53514009137 | 0.213
27010 | Motor 115/230V/1Ph/.3Hp/Tefc | EA | 770 | 53514009144 | 0
27034 | Rod,Flt-& End SS 38-5" Lg | EA | 37.5 | 53514009212 | 6
28011 | Adapter-Mach Alum | EA | 81.5 | 53514009243 | 0.2
28021 | Motor&Ell .3Hp 200V/3Ph/Ex Pr | EA | 1595 | 53514009267 | 4
30131 | Transformer 115V To 8V | EA | 68 | 53514009359 | 0.75
30132 | Transformer 230V To 8V | EA | 124.5 | 53514009366 | 0.75
30133 | Bell,6.0" Dia-8V | EA | 298 | 53514041236 | 2.5
30187 | Hose,1.25/1.5" | EA | 2.5 | 53514009397 | 0.115
34007 | Seal,Mtr Hsg | EA | 1 | 53514009441 | 0.01
34019 | Float,Polypropylene "50/98-130/260" | EA | 7 | 53514009489 | 0.36
34041 | Seal,Thru Wall Term-Kit | EA | 2.5 | 53514009502 | 0.02
34046 | Gasket,Case/Cover | EA | 1.5 | 53514009519 | 0.01
34052 | Bearing,Sleeve Bronze/Mtr Hsg/Md 55/59/ | EA | 5 | 53514009540 | 0.02
34066 | Overload,La County | EA | 15.5 | 53514009595 | 0.2
34067 | Cover & Handle "50"/Nonauto | EA | 36 | 53514009601 | 2
34075 | Seal,Cup-Kit W/O Hole | EA | 19.5 | 53514009618 | 0.1
34081 | Conversion Kit, "34/36" | EA | 109.5 | 53514009625 | 0.5
34082 | Divertor-Bent | EA | 0.5 | 53514009632 | 0.1
34084 | Clamp,Guide | EA | 2.5 | 53514009649 | 0.01
34086 | Guide Asm,Flt Rod | EA | 6.5 | 53514009663 | 0.2
34090 | Plug,Test-White | EA | 1 | 53514009670 | 0.003
34091 | Switch Pkg | EA | 113 | 53514009687 | 2.5
36067 | Cover & Handle Brass "50" | EA | 288.5 | 53514009779 | 2.3
36081 | Conversion Kit, "50&97" | EA | 372.5 | 53514009786 | 3.7
37014 | Housing,Mtr-& Brg Mach | EA | 75.5 | 53514009809 | 1
37032 | Rotor-Mach 115V/1Ph | EA | 54 | 53514009823 | 1
37051 | Cover & Relay Asm | EA | 105 | 53514009847 | 2.1
37071 | Cover-Mach | EA | 30.5 | 53514009854 | 1.8
37074 | Bracket,Relay "37" | EA | 11 | 53514009861 | 0.07
37075 | Relay,"37"-115V (Watt Mate) | EA | 7 | 53514009878 | 0
37079 | Dielectric Paper | EA | 1 | 53514009892 | 0.01
38011 | Base-Mach (Flat) | EA | 54.5 | 53514009908 | 1
54021 | Seal,Shaft-& Spacer | EA | 12 | 53514009953 | 0.1
54024 | Bearing,Sleeve/Bronze/P-Hsg/Md 55/59/139 | EA | 5.5 | 53514009960 | 0.02
54026 | Cord Term&Seal 115V/ 9'/18-3 SJTW-A/Auto | EA | 31 | 53514009984 | 0.7
54032 | Rotor Asm 115V/1Ph GE | EA | 35.5 | 53514010010 | 2
54036 | Strainer | EA | 2.5 | 53514010034 | 0
54051 | Case & Switch "50" | EA | 97.5 | 53514010096 | 2.5
54062 | Rod,Float-Molded/"50" | EA | 2.5 | 53514010126 | 0.011
54064 | Stop,Rod-Lg Cycle | EA | 4 | 53514143244 | 0.1
54069 | Cord Term&Seal 115V/15'/18-3 SJTW-A/Nona | EA | 45 | 53514010133 | 1.1
54070 | Cord Term&Seal 230V/15'/18-3 Sjtw/Non | EA | 57.5 | 53514010140 | 1.2
54071 | Seal,Shaft Ceramic/RotaryJohn Crane | EA | 3.5 | 53514170875 | 0.01
54076 | Rod Asm,Upper Float&-Lg Cycle | EA | 79.5 | 53514010157 | 6
54077 | Bracket,Upper-Lg Cycle | EA | 16.5 | 53514010164 | 0.01
54085 | Stop,Flt Rod-Lg Cycle | EA | 8 | 53514010195 | 0.01
54096 | Cord Term&Seal 115V/35'/16-3 SJTW or SJT | EA | 167 | 53514010201 | 2.9
54097 | Cord Term&Seal 115V/35'/16-3 SJTW or SJT | EA | 167 | 53514010218 | 2.9
54102 | Cord Term&Seal ED/115V/9'/16-3 SJOW-A/Au | EA | 48.5 | 53514010225 | 0.9
54103 | Cord Term&Seal ED/115V/15'/16-3 SJOW-A/N | EA | 95 | 53514010232 | 1.4
54107 | Case & Switch ED "50" | EA | 91 | 53514010263 | 2.5
54112 | Cord Term&Seal 115V/15'/18-3 SJTW-A/Auto | EA | 59 | 53514010270 | 1.1
56051 | Case & Switch Brass "50" | EA | 357.5 | 53514010317 | 3
57010 | Impeller "57" | EA | 21 | 53514010324 | 1.5
57018 | Housing,Pump-Mach"53/57-2057-51-63-371" | EA | 49 | 53514010331 | 5.5
57029 | Base Asm | EA | 39.5 | 53514010355 | 4.41
57059 | Rebuild Kit "57/59" (8/79 Thru 8/86) | EA | 106.5 | 53514010362 | 3.9
57060 | Parts,Small-Kit | EA | 16.5 | 53514010379 | 0.2
59001 | Impeller Br "59" | EA | 177.5 | 53514010386 | 2
59005 | Housing,Pump-&Brg Mach Br "55/59" | EA | 627.5 | 53514010393 | 7.2
59009 | Base Asm Brass | EA | 531.5 | 53514010409 | 6.7
67014 | Gasket | EA | 1 | 53514010430 | 0.01
67032 | Motor 115V/1Ph | EA | 180 | 53514010447 | 0
67035 | Seal Asm,Shaft-Model 67 | EA | 25 | 53514010454 | 0.1
73013 | Guard,Switch | EA | 16.5 | 53514010508 | 0.2
75007 | Base-Mach Brass "85" | EA | 172.5 | 53514010553 | 2.9
79009 | Motor 115V | EA | 484 | 53514010614 | 40
79012 | Motor 115V GE | EA | 484 | 53514010621 | 40
79017 | Rod Asm,Flt "79" | EA | 26 | 53514010638 | 0.8
79020 | Switch Asm | EA | 54.5 | 53514010652 | 0.2
80284 | Seal,Shaft Carbon/Stationary/EKK | EA | 6.5 | 53514475727 | 0.01676
80285 | Seal,Shaft Ceramic/Rotary/EKK | EA | 5.5 | 53514475734 | 0.01146
80557 | Fitting,Plastic Adapter 1" FPT X .75"NHR | EA | 3.5 | 53514313104 | 0.5
81747 | Seal,Pipe-1.5"/White (For 2.5"Hole)/ZT | EA | 5.5 | 53514478490 | 0.05
82616 | Coupling,Bellows-Rubber/White/"202"/ZT | EA | 14 | 53514478506 | 0.2
84839 | Kit,Outlet Pipe Assembly Repair-QJC | EA | 28 | 53514497859 | 0.37
84841 | Kit,Float Repair-QJC | EA | 862.5 | 53514497873 | 0
84844 | Kit,Cutter Set Repair-QJC | EA | 405 | 53514497880 | 0
84846 | Kit,Pump Repair Cover-QJC | EA | 415.5 | 53514497897 | 0
84847 | Kit,Tank Cover Repair-QJC | EA | 106.5 | 53514497903 | 0
84848 | Kit,Filter Basket and Inlet Elbow Pipe R | EA | 1950 | 53514497910 | 0
84850 | Volute,Discharge Elbow Pipe/Foot Pads/Se | EA | 1924 | 53514497927 | 0
84852 | Kit,PumpDischarge Elbow Pipe, and Volute | EA | 468.5 | 53514497934 | 0
84853 | Kit,Tank Repair-QJC | EA | 3126.5 | 53514497941 | 0
84854 | Kit,Check Valve Assembly Repair-QJC | EA | 333.5 | 53514497958 | 0.07
84855 | Kit,Pump Repair/Decorative Cover-QJC | EA | 291.5 | 53514497965 | 0
84856 | Kit,J-Box Repair/Decorative Cover-QJC | EA | 302 | 53514497972 | 0
84859 | Kit,Circuit Board & Capacitor Repair-QJC | EA | 1589 | 53514497989 | 0
84860 | Kit,J-Box Lid Repair-QJC | EA | 1833 | 53514497996 | 0
84932 | Carton,QJC | EA | 39 | 53514498009 | 3.06
84961 | Carton,QJP | EA | 39 | 53514498016 | 2.86
84994 | Kit,Tank Cover Repair-QJP | EA | 109.5 | 53514498030 | 2.91
85000 | Kit,Pump Repair-QJP | EA | 785 | 53514498054 | 21.53
85001 | Kit,Vent Pipe Repair-QJC/QJP | EA | 28.5 | 53514487133 | 1
94018 | Housing,Mtr-Asm | EA | 115 | 53514010720 | 10
94028 | Seal,Mtr Hsg | EA | 1.5 | 53514010812 | 0.01
94030 | Gasket,Case/Cover | EA | 2 | 53514010836 | 0.01
94032 | Seal,Cord-Asm & Strain Relief | EA | 7 | 53514010850 | 0.05
94033 | Nut,Gland-Delrin | EA | 1.5 | 53514034139 | 0.009
94037 | Oil,Dielectric-(42 Oz) | EA | 54.5 | 53514010874 | 2.7
94038 | Guide,Rubber-Flt Rod | EA | 0.5 | 53514074104 | 0.01
94043 | Seal,Cord-ED | EA | 23 | 53514010911 | 0.1
94046 | Nut,Gland-Br | EA | 18 | 53514493608 | 0.01
94048 | Guide Asm,Flt Rod | EA | 3 | 53514010935 | 0.03
94071 | Cord Term&Seal 115V/10'/16-3 SJOW-A | EA | 39 | 53514010973 | 1.1
94072 | Cord Term&Seal 230V/10'/16-3 SJOW-A | EA | 57 | 53514010980 | 1.1
94075 | Cord Term&Seal 115/230V/10'/16-3 SOW-A/U | EA | 60 | 53514010997 | 1.1
94078 | Clip,Overload | EA | 8.5 | 53514011000 | 0.01
94080 | Wire Pkg | EA | 13 | 53514011024 | 0.1
94090 | Clip,Hi-Pak | EA | 9 | 53514011048 | 0.04
94099 | Lever,Cartridge-Asm/"Hi-Pak" | EA | 26 | 53514011086 | 0.1
94105 | Motor Kit 115V/1Ph/.3Hp G5 | EA | 296.5 | 53514011109 | 2
94106 | Bearing,Radial 6203 W-Snap Ring | EA | 16.5 | 53514011116 | 0.2
94108 | Bolt,Thru "94/147" | EA | 1 | 53514011130 | 0
94111 | Stator 115V/1Ph .3Hp G1 | EA | 221.5 | 53514011147 | 40
94117 | Spacer,Rotor | EA | 1 | 53514011178 | 0
94120 | Relay,Hi-Pak 115V | EA | 27 | 53514011185 | 1
94123 | Overload 230V | EA | 14 | 53514011208 | 0.1
94130 | Relay,Hi-Pak 230V | EA | 31 | 53514011215 | 0
94133 | Cover & Gasket | EA | 68.5 | 53514011239 | 0.33
94135 | Seal,Cord 18-3 SO | EA | 37 | 53514011246 | 0.1
94136 | Seal,Uf Cable 12-3 Or 14-3 | EA | 34.5 | 53514011253 | 0.195
94138 | Plug,3/4"Ips | EA | 0.5 | 53514011260 | 0.25
94166 | Cordage & Term/10'/18-2 SO/3Ph/Pilot | EA | 54.5 | 53514011291 | 0.8
94167 | Cordage & Term/10'/16-4 SOW-A/3Ph/Power | EA | 74.5 | 53514011307 | 1.3
94239 | Cord Term&Seal 115V/25'/Extra Duty | EA | 155 | 53514011369 | 2.9
94244 | Cord Term&Seal 115V/50'/16-3 SOW-A | EA | 275.5 | 53514011383 | 4.4
94255 | Guide Asm,Flt | EA | 2.5 | 53514011406 | 0.1
94256 | Rotor 115V/1Ph .3Hp G5 | EA | 55.5 | 53514011413 | 40
94259 | Cord & Term WO Seal 115V/35'/16-3 SOW-A | EA | 220 | 53514011444 | 3.01
96104 | Case & Gasket/4Hole/Brass/"Hi-Pak" | EA | 127.5 | 53514011642 | 3.5
101024 | Shaft-Mach 62"Lg W/O Sleeve | EA | 154.5 | 53514012878 | 4.2
101025 | Shaft Asm-40.625 Long | EA | 130 | 53514012885 | 2.8
111002 | Switch Asm | EA | 1294 | 53514013189 | 0.2
121047 | Tube,Discharge | EA | 41.5 | 53514013592 | 0.2
121058 | Cover,Float | EA | 29.5 | 53514013615 | 0
121059 | Float Asm | EA | 51.5 | 53514013622 | 0
121121 | Nozzle,Aerator | EA | 26 | 53514013639 | 0
123020 | Seal,Mtr Hsg | EA | 3 | 53514013646 | 0.02
123024 | Gasket,Case/Cover | EA | 3 | 53514013660 | 0.01
123031 | Seal,Shaft | EA | 25 | 53514013684 | 0.1
123040 | Oil,Dielectric-(74 Oz) | EA | 74 | 53514013714 | 4.625
123053 | Seal,Cord-Asm | EA | 35 | 53514013745 | 0.1
123088 | Float | EA | 40 | 53514013752 | 2
123090 | Cover,Float | EA | 37 | 53514013769 | 0
125117 | Rotor-Mach 200V/3Ph/3/4Hp G-1 | EA | 162 | 53514013844 | 40
127102 | Relay/Voltage 4-230V | EA | 233 | 53514272579 | 1
133261 | Ring/Sq Cut 8.484" I.D. for NE331 pump | EA | 7.5 | 53514249953 | 0.5
137004 | Housing,Pump-Mach "137" | EA | 82.5 | 53514014407 | 10.5
137006 | Impeller "137" | EA | 27.5 | 53514014414 | 2
137008 | Strainer Plate "139" | EA | 5 | 53514014421 | 0.109
137009 | Carton Asm "137/139" | EA | 20 | 53514014438 | 1
137016 | Carton,"137/139" | EA | 12 | 53514463137 | 1.583
139002 | Base & Plate Asm | EA | 713.5 | 53514014681 | 8.9
139006 | Impeller Br "139" | EA | 364.5 | 53514014698 | 3.4
139018 | Housing,Pump-&Brg Mach Br "139" | EA | 1107 | 53514014704 | 11
147031 | Seal,Shaft-Teflon | EA | 299.5 | 53514014742 | 0.02
147135 | Relay Asm 230V G5 | EA | 14.5 | 53514014834 | 0.3
147139 | Stator 230V/1Ph/.5Hp G5 | EA | 265 | 53514014865 | 0
150015 | Rotor & Brg Asm/115/230V/1Ph/"140/270" | EA | 102 | 53514234904 | 5.4
150016 | Rotor & Brg Asm/115/230V/1Ph/"4140/4270" | EA | 108.5 | 53514234928 | 4
150027 | Seal,Cord-Bsn Cvr/3 Hole/(Topps)/For 2.5 | EA | 13 | 53514235086 | 0.5
150029 | Seal,Cord-Bsn Cvr/2 Hole/(Topps)/For 2.5 | EA | 9 | 53514235383 | 1
150030 | Hardware Pak,24" Dia/1 Hole Cord Seal/ | EA | 77 | 53514235420 | 2
150031 | Hardware Pak,24" Dia/2 Hole Cord Seal/ | EA | 78.5 | 53514235444 | 2
150032 | Hardware Pak,24" Dia/3 Hole Cord Seal/ | EA | 78.5 | 53514235468 | 2
150040 | Alarm,Horn/115V For Panel 10-0092 | EA | 26.5 | 53514236984 | 0.4
150084 | Float Rod Magnet Guide & Spring Asm/ | EA | 46 | 53514239701 | 0.2
150085 | Float Rod Guide Asm/Model 503 | EA | 52.5 | 53514239725 | 0.4
150086 | Rebuild Kit/"503" | EA | 81 | 53514239749 | 0.5
150093 | Hardware Pak,24" Dia/1 Hole Cord Seal/ | EA | 78.5 | 53514238179 | 2
150094 | Hardware Pak,24" Dia/2 Hole Cord Seal/ | EA | 78.5 | 53514238193 | 2
150095 | Hardware Pak,24" Dia/3 Hole Cord Seal/ | EA | 78.5 | 53514238216 | 2
150096 | Hardware Pak,24" Dia/1 Hole Cord Seal/ | EA | 78.5 | 53514238278 | 2
150097 | Hardware Pak,24" Dia/2 Hole Cord Seal/ | EA | 78.5 | 53514238254 | 2
150098 | Hardware Pak,24" Dia/3 Hole Cord Seal/ | EA | 78.5 | 53514238230 | 2
150099 | Screw,Stator 8-32 X 2.688"Lg/Bright Zin | EA | 0.5 | 53514244392 | 0.01
150101 | Rebuild Kit, Valve"503" | EA | 114 | 53514239763 | 0.1
150103 | Coupling,Elec 4.0"/SS/ (Topps) | EA | 913.5 | 53514238711 | 6
150105 | Conduit-Mach 16' "HT" | EA | 452 | 53514238919 | 1
150106 | Cordage & Term/HT/16'/16-3 SOW-A/Nonaut | EA | 61 | 53514238933 | 1
150107 | Cordage Cond&Sls/HT/16'/16-3/Nonauto/"31 | EA | 647.5 | 53514238957 | 2.5
150108 | Cover & Cord 3Ph "160/180/290" | EA | 685 | 53514239152 | 25
150113 | BK53 220V/1Ph/Korean/E-F Plug/DP/Auto/(S | EA | 494.5 | 53514241063 | 22
150114 | U53 220V/1Ph/50Hz/No Plug/105 DP/Auto/ | EA | 533 | 53514241087 | 22
150115 | U53 220V/1Ph/50Hz/Plug/105 DP/Auto/(Serv | EA | 539.5 | 53514241100 | 22
150116 | M98 35'Cd/115V/1Ph/cCSAus/131 DP/(Se | EA | 555 | 53514241124 | 39
150147 | Hub & Seal-Alum/12"/Curved/For 48" | EA | 1217 | 53514240943 | 15
150149 | Housing,Pump-Mach "98" | EA | 97 | 53514244415 | 11
150155 | Housing,Pump-Mach "1098" | EA | 100.5 | 53514244439 | 12
150165 | Kit,Baffle-Retrofit/QJ Ultima Model "202 | EA | 47 | 53514242275 | 0.7
150187 | Cover & Cord 230V/1Ph/16-3/50' | EA | 587.5 | 53514244231 | 21
150188 | Arm & Seal Asm "160/180/290"/WWG 4DMH4 | EA | 36.5 | 53514246488 | 0.25
150189 | Rod,Float-Molded/"50" WWG 4DMH9 | EA | 3 | 53514246525 | 0.01
150190 | Base Asm "53/55"/WWG 4DMJ1 | EA | 7.5 | 53514246549 | 0.42
150191 | Seal,Cord-Asm/WWG 4DMJ3 | EA | 3.5 | 53514246563 | 0.02
150192 | Guide Asm,Flt Rod/WWG 4DMJ5 | EA | 4.5 | 53514246587 | 0.1
150193 | Rod Asm,Flt/14"Lg/WWG 4DMJ6 | EA | 33 | 53514246648 | 0.08
150194 | Impeller "97/98"/WWG 4DMJ7 | EA | 8.5 | 53514246662 | 0.2
150197 | Pipe,Pvc 1.5" X 2.125"/Sch 40 | EA | 10 | 53514324827 | 0.122
150211 | Cutter,SS/Grinder "202" | EA | 22.5 | 53514364588 | 0.024
150212 | Disc,Cutter-SS/Grinder "202" | EA | 89 | 53514364595 | 0.21
150221 | Distr Pipe Asm 1"X 120W-.125"Orif 5" Fro | EA | 198.5 | 53514285425 | 5
150235 | Interlock, Reversing 3 Phase Rhombus Pan | EA | 74.5 | 53514247089 | 0.5
150238 | Contactor For Rhombus Panel/10-1201 | EA | 136 | 53514247409 | 1
150239 | Disconnect,2"V/S.S./Plate Asm/2-3" EZ Ou | EA | 1134 | 53514247584 | 14
150260 | Valve,Foot-1.25"/Model 503 | EA | 28.5 | 53514272739 | 0.03
150263 | Enclosure,Control-4X For10-0093 | EA | 223 | 53514248352 | 4
150266 | Terminal, Block 50 Amp/Rhombus | EA | 13.5 | 53514251437 | 0.02
150267 | Terminal, Block 65 Amp/Rhombus | EA | 16.5 | 53514251451 | 0.02
150274 | Impeller-Mach Vtx 6.375" 61HD | EA | 341.5 | 53514250850 | 4.5
150275 | Impeller-Mach Vtx 6.25" 61HD | EA | 341.5 | 53514250874 | 4.5
150276 | Impeller-Mach Vtx 6.125" 61HD | EA | 341.5 | 53514250898 | 4.5
150277 | Impeller-Mach Vtx 6.00" 61HD | EA | 341.5 | 53514250911 | 4.5
150278 | Impeller-Mach Vtx 5.875" 61HD | EA | 341.5 | 53514250935 | 4.25
150279 | Impeller-Mach Vtx 5.75" 61HD | EA | 341.5 | 53514250959 | 4.25
150280 | Impeller-Mach Vtx 5.625" 61HD | EA | 341.5 | 53514250973 | 4.25
150281 | Impeller-Mach Vtx 5.50" 61HD | EA | 341.5 | 53514251017 | 4.25
150282 | Impeller-Mach Vtx 5.375" 61HD | EA | 341.5 | 53514251031 | 4.25
150283 | Impeller-Mach Vtx 5.25" 61HD | EA | 341.5 | 53514251055 | 4.25
150284 | Impeller-Mach Vtx 5.125" 61HD | EA | 341.5 | 53514251079 | 4.25
150285 | Impeller-Mach Vtx 5.00" 61HD | EA | 341.5 | 53514251093 | 4.25
150288 | Impeller-Mach Vtx 4.875" 61HD | EA | 341.5 | 53514258641 | 4.125
150289 | Impeller-Mach Vtx 4.75" 61HD | EA | 341.5 | 53514258665 | 4
150290 | Impeller-Mach Vtx 4.625" 61HD | EA | 341.5 | 53514258689 | 3.875
150291 | Impeller-Mach Vtx 4.50" 61HD | EA | 341.5 | 53514258702 | 3.75
150305 | Impeller-Mach SO 4.375"Dia/140Fr/2.5"So | EA | 215 | 53514287399 | 6.75
150306 | Impeller-Mach Br 4.375" Dia/SO/140Fr/2.5 | EA | 1060 | 53514287375 | 9.25
150376 | Fitting,Galv 2" 45D Elbow/FPT X FPT | EA | 52.5 | 53514248635 | 2
150377 | Switch,Vertical Reed/120V/.25Amp/15'Cd/W | EA | 195.5 | 53514251130 | 1.25
150380 | Kit,Impeller & Seal 314 Utility (Pump- | EA | 25.5 | 53514249816 | 0.1
150382 | Housing,Pump for NE331/Cast Iron | EA | 150.5 | 53514249977 | 8
150399 | Cover & Cordage/115V/1P/14Ga/15A/25'/Gla | EA | 408 | 53514251659 | 15
150404 | Card,PLC/Logo/Memory/Siemens | EA | 630.5 | 53514251857 | 1
150415 | Guard,Cutter-Plastic "202" | EA | 6 | 53514364922 | 0.038
150434 | Sensor,Moisture Asm/Grinder/Ex Pr | EA | 24.5 | 53514356996 | 0.01
150438 | Rod Asm,Flt/14.75"Lg | EA | 33 | 53514270636 | 0.085
150439 | Rod Asm,Flt/14.25"Lg | EA | 33 | 53514270650 | 0.084
150440 | Cover & Cordage 230V/1Ph/15A/35'/16-3/NA | EA | 393 | 53514270230 | 16
150489 | Stem,w-.032 Spring (Red)(K-Rain) | EA | 36 | 53514255404 | 1
150495 | Seal,Valve Body for 6000 Series Multi | EA | 11.5 | 53514255824 | 1
150496 | Card,PLC for 10-2423 Panel | EA | 773 | 53514255862 | 1
150524 | Switch,HOA For Rhombus Panel 10-1212 | EA | 40 | 53514256685 | 1
150527 | Impeller-Plastic/Grinder "202" | EA | 30 | 53514365479 | 0.2
150529 | Capacitor,Start 88-106 Mfd/220-250V | EA | 15 | 53514365462 | 0.15
150541 | Screen,Filter/1.5"Vortex/SS | EA | 459.5 | 53514256883 | 1
150544 | Cover & Cord 25'Cd/12-4 SOW-A/140 Frame | EA | 888 | 53514257101 | 28
150549 | Overload,Heater Element/30-35Amp | EA | 56 | 53514257965 | 1
150554 | Rebuild Kit/Rivet Style Diaphragm/"503" | EA | 61 | 53514299149 | 1
150556 | N202RP 115V/1Ph/Service Part/Star | EA | 1042 | 53514258443 | 30
150574 | Rotor & Brg Asm 115V/1Ph/.5HP/3450 RPM/ | EA | 126.5 | 53514259570 | 5.25
150575 | Rotor & Brg Asm 200/230V/1Ph/.5HP/3450 R | EA | 128 | 53514259617 | 5.25
150576 | Rotor &Brg Asm 200/230/460/575V/3Ph/.5H | EA | 201 | 53514259631 | 2.25
150577 | Rotor & Bearing 115/1Ph/.5Hp/DS/3450 RP | EA | 150 | 53514259679 | 5.5
150578 | Rotor & Bearing 200/230V/1Ph/.5Hp/DS/345 | EA | 150 | 53514259693 | 5.5
150579 | Rotor & Bearing Asm 200/230/460/575V/3P | EA | 168 | 53514259716 | 5.5
150580 | Housing,Mtr-&Str 115V/1Ph/.5Hp/3450 RPM/ | EA | 665.5 | 53514259730 | 32.75
150581 | Housing,Mtr-&Str 200V/1Ph/.5Hp/3450 RPM/ | EA | 671 | 53514259754 | 32.75
150582 | Housing,Mtr-&Str 230V/1Ph/.5Hp/3450 RPM/ | EA | 630.5 | 53514260071 | 32.75
150583 | Housing,Mtr-&Str 200V/3Ph/.5Hp/3450 RPM/ | EA | 725 | 53514260095 | 32.75
150584 | Housing,Mtr-&Str 230V/3Ph/.5Hp/3450 RPM/ | EA | 731 | 53514260118 | 32.75
150585 | Housing,Mtr-&Str 460V/3Ph/.5Hp/3450 RPM/ | EA | 728 | 53514260156 | 32.75
150588 | Housing,Mtr-&Str 230V/1Ph/.5Hp/3450 RPM/ | EA | 600 | 53514459789 | 0
150592 | Housing,Mtr-&Str 115V/1Ph/.5Hp/MS/3450 R | EA | 671.5 | 53514260170 | 32.75
150593 | Housing,Mtr-&Str 200V/1Ph/.5Hp/MS/3450 R | EA | 687 | 53514260194 | 32.75
150594 | Housing,Mtr-&Str 230V/1Ph/.5Hp/MS/3450 R | EA | 636.5 | 53514260231 | 32.75
150595 | Housing,Mtr-&Str 200V/3Ph/.5Hp/MS/3450 R | EA | 731 | 53514260255 | 32.75
150596 | Housing,Mtr-&Str 230V/3Ph/.5Hp/MS/3450 R | EA | 737 | 53514260279 | 32.75
150597 | Housing,Mtr-&Str 460V/3Ph/.5Hp/MS/3450 R | EA | 734 | 53514260316 | 32.75
150604 | Housing,Mtr-&Str 115V/1Ph/.5Hp/3161-316 | EA | 688.5 | 53514260330 | 32.75
150605 | Housing,Mtr-&Str 230V/1Ph/.5Hp/3161-316 | EA | 800.5 | 53514260354 | 32.75
150609 | Oil,Dielectric-(50 Oz)/HT | EA | 89 | 53514260460 | 3
150610 | Rebuild Kit "3161/3163"/Ball Bearing | EA | 474.5 | 53514260422 | 9
150624 | Contactor For Rhombus Panel 10-1187 | EA | 290.5 | 53514258788 | 1
150625 | Overload For Rhombus Panel 10-1187 | EA | 235 | 53514258764 | 1
150630 | Shim,Washer-030/202 | EA | 2.5 | 53514367497 | 0.006
150633 | Impeller-Plastic "271" | EA | 45.5 | 53514423582 | 0.1521
150635 | Retainer,Cutter/202 Grinder/SS | EA | 12.5 | 53514336493 | 0.1
150658 | Kit,Flush Valve Replacement "202" | EA | 46.5 | 53514269623 | 1.3
150659 | Carton, QJ/PF Preassembled | EA | 53 | 53514309626 | 4
150671 | Disconnect,1.25"H/SS/Plate Asm/EZ-Out/W- | EA | 1884 | 53514261474 | 15
150724 | Caps,Plastic/Rivet | EA | 1 | 53514437343 | 0.01
150733 | Bracket,Mtg/EZ Out/Upper Guide Assembly/ | EA | 364.5 | 53514263355 | 10
150735 | Pipe,Discharge-Asm "910-0036" | EA | 155.5 | 53514263416 | 6
150738 | Switch & Cord,Float-Vfs/"Y-Splice"/15'Lg | EA | 368.5 | 53514268299 | 2.1
150740 | Housing,Mtr-& Str 230V/3Ph/1750/6.25"Fr/ | EA | 1403 | 53514263737 | 55
150741 | Guide,Rod-Float/Long/Water Powered Pump/ | EA | 4.5 | 53514355074 | 0.3
150756 | Disconnect,Base Elbow/EZ-Out/2" NPT | EA | 908.5 | 53514267070 | 30
150775 | Socket for Bulb for Rhombus Panel | EA | 13.5 | 53514260989 | 1
150777 | Leadwire Asm 26' Jacketed | EA | 1208.5 | 53514262051 | 5
150778 | Hub & Seal-Fg/4"/Flat/Fits All Basins W/ | EA | 81 | 53514264628 | 2
150779 | Handle,Basin SS/SR System | EA | 24.5 | 53514339579 | 0.28
150782 | Fitting,Nylon Clear/.75" MPT X .75"Male- | EA | 6 | 53514336752 | 0.02
150783 | Fitting,PVC Reducer Bushing/(LASCO)1.5 | EA | 12 | 53514336769 | 0.135
150784 | Fitting,PVC Reducer Bushing/2" MPT X 1.5 | EA | 14.5 | 53514336776 | 0.135
150786 | Filter,Micro Filament Mesh/SR System | EA | 7.5 | 53514267919 | 0.05
150787 | Hose,3/4" Washing Machine/Braided SS/72" | EA | 55 | 53514287337 | 0.75
150790 | Fitting,PVC 2" 120D Wye (Slip X SlipX | EA | 80 | 53514362492 | 0.3
150799 | Seal,Link 3" Ls-340-C/Use With 6" Sleev | EA | 47 | 53514266974 | 1
150818 | Coupling-Mach Pvc/1.5" | EA | 2.5 | 53514498603 | 0.1521
150819 | Valve,Ball Mach-2"/Slip X Slip/5 .50"/(U | EA | 53 | 53514394967 | 1
150820 | Fitting,Mach-Pvc 2" 90D Elbow Street( | EA | 35 | 53514394943 | 0.6
150822 | Clamp,Hose Spring (Self-Tightening) | EA | 3 | 53514339593 | 0.5
150824 | Asm,Flush Valve w-Flapper & Chain/MD202 | EA | 19.5 | 53514270735 | 1
150825 | Asm,Flapper w-Clip & Chain/MD202 | EA | 8 | 53514270759 | 0.5
150842 | Housing,Mtr-&Str 575V/3Ph/.5Hp/3450 RPM/ | EA | 725 | 53514271633 | 32.75
150843 | Impeller Asm 3Ph "292" | EA | 311.5 | 53514271657 | 1.9
150849 | Bracket, Pump-Suspended/30"deep/Mini-Gri | EA | 592 | 53514314729 | 3.5
150857 | Impeller-Plastic/Backshroud/260 Series | EA | 7.5 | 53514304157 | 0.206
150861 | Pipe,Pvc 1.5" X 6" Sch 40 | EA | 13 | 53514287559 | 0.25
150867 | Coupling,Flexible-Rubber/White/"202" | EA | 7.5 | 53514306717 | 0.2
150872 | WU202 220V/50Hz/1Ph/Service Part | EA | 1237 | 53514289294 | 30
150874 | Rotor & Brg Asm 115/200/230V/1Ph/1725 RP | EA | 154.5 | 53514276065 | 4
150875 | Rotor & Brg Asm 200/230/460/575V/3Ph/.5H | EA | 200 | 53514276089 | 5
150876 | Rotor & Brg Asm 115/200/230V/1Ph/DS/.5H | EA | 146.5 | 53514276102 | 3.5
150877 | Rotor & Brg Asm 200/230/460/575V/3Ph/DS/ | EA | 178.5 | 53514276126 | 4.5
150878 | Rotor & Brg Asm 200/230V/1Ph/1Hp/1725Rp | EA | 191 | 53514276140 | 4.5
150879 | Rotor & Brg Asm 200/230/460V/3Ph/1Hp/172 | EA | 208.5 | 53514276164 | 4.75
150880 | Rotor & Brg Asm 200/230V/1Ph/1Hp/DS/1725 | EA | 229 | 53514276188 | 6.5
150881 | Rotor & Brg Asm 200/230/460V/3Ph/DS/1Hp/ | EA | 243.5 | 53514276201 | 5
150882 | Rotor & Brg Asm 200/230/460/575V/1Ph/3P | EA | 212 | 53514276225 | 5.3
150883 | Rotor & Brg Asm 200/230/460/575V1Ph/DS/3 | EA | 208 | 53514276249 | 5.5
150922 | Housing,Mtr-&Str 115V/1Ph/.5Hp/1725RPM/( | EA | 642.5 | 53514276263 | 28.5
150923 | Housing,Mtr-&Str 200V/1Ph/.5Hp/1725RPM/( | EA | 608.5 | 53514276300 | 28.5
150924 | Valve,Check/1.5 Inline/Glue-in(Black) | EA | 38.5 | 53514301552 | 0.38
150949 | Housing,Mtr-&Str 230V/1Ph/.5Hp/1725RPM/( | EA | 591 | 53514276324 | 28.5
150950 | Housing,Mtr-&Str 200V/3Ph/.5Hp/1725RPM/( | EA | 680.5 | 53514276348 | 30
150951 | Housing,Mtr-&Str 230V/3Ph/.5Hp/1725RPM/( | EA | 677.5 | 53514276362 | 29.5
150952 | Housing,Mtr-&Str 460V/3Ph/.5Hp/1725RPM/( | EA | 674.5 | 53514276386 | 29.5
150953 | Housing,Mtr-&Str 575V/3Ph/.5Hp/1725RPM/( | EA | 719 | 53514276409 | 29
150954 | Housing,Mtr-&Str 115V/1Ph/"3282"/1725RP | EA | 637 | 53514276423 | 29
150955 | Housing,Mtr-&Str 230V/1Ph/"3282"/1725RP | EA | 640.5 | 53514276546 | 24.5
150956 | Housing,Mtr-&Str 200V/1Ph/1Hp/1725RPM/( | EA | 691 | 53514276553 | 30
150957 | Housing,Mtr-&Str 230V/1Ph/1Hp/1725RPM/( | EA | 686.5 | 53514276577 | 31
150958 | Housing,Mtr-&Str 200V/3Ph/1Hp/1725RPM/( | EA | 647 | 53514276591 | 31
150959 | Housing,Mtr-&Str 230V/3Ph/1Hp/1725RPM/( | EA | 701.5 | 53514276805 | 30
150960 | Housing,Mtr-&Str 460V/3Ph/1Hp/1725RPM/( | EA | 714.5 | 53514276614 | 30
150961 | Housing,Mtr-&Str 200V/1Ph/3Hp/1725RPM/( | EA | 860.5 | 53514276638 | 33
150962 | Housing,Mtr-&Str 200V/3Ph/3Hp/1725RPM/( | EA | 935 | 53514276676 | 31
150963 | Housing,Mtr-&Str 230V/3Ph/3Hp/1725RPM/( | EA | 964 | 53514276690 | 29
150964 | Housing,Mtr-&Str 460V/3Ph/3Hp/1725RPM/( | EA | 961 | 53514276713 | 29
150966 | Housing,Mtr-&Str 115V/1Ph/.5Hp/MS/1725RP | EA | 636.5 | 53514276751 | 29
150967 | Housing,Mtr-&Str 200V/1Ph/.5Hp/MS/1725RP | EA | 624 | 53514276775 | 29
150968 | Housing,Mtr-&Str 230V/1Ph/.5Hp/MS/1725RP | EA | 585 | 53514276799 | 29
150969 | Housing,Mtr-&Str 200V/3Ph/.5Hp/MS/1725RP | EA | 684.5 | 53514276829 | 30
150970 | Housing,Mtr-&Str 230V/3Ph/.5Hp/MS/1725RP | EA | 667.5 | 53514276843 | 30
150971 | Housing,Mtr-&Str 460V/3Ph/.5Hp/MS/1725RP | EA | 664.5 | 53514276867 | 30
150972 | Housing,Mtr-&Str 575V/3Ph/.5Hp/MS/1725RP | EA | 723.5 | 53514276904 | 29.5
150973 | Housing,Mtr-&Str 200V/1Ph/1Hp/MS/1725RP | EA | 685 | 53514276928 | 31
150974 | Housing,Mtr-&Str 230V/1Ph/1Hp/MS/1725RP | EA | 681 | 53514276942 | 31
150975 | Housing,Mtr-&Str 200V/3Ph/1Hp/MS/1725RP | EA | 651 | 53514276966 | 30
150976 | Housing,Mtr-&Str 230V/3Ph/1Hp/MS/1725RP | EA | 707.5 | 53514276980 | 30
150977 | Housing,Mtr-&Str 460V/3Ph/1Hp/MS/1725RP | EA | 704 | 53514277000 | 30
150978 | Housing,Mtr-&Str 200V/1Ph/3Hp/MS/1725RP | EA | 866.5 | 53514277024 | 34
150979 | Housing,Mtr-&Str 230V/1Ph/3Hp/MS/1725RP | EA | 861 | 53514277062 | 32
150980 | Housing,Mtr-&Str 200V/3Ph/3Hp/MS/1725RP | EA | 941 | 53514277086 | 30
150981 | Housing,Mtr-&Str 230V/3Ph/3Hp/MS/1725RP | EA | 970 | 53514277109 | 30
150982 | Housing,Mtr-&Str 460V/3Ph/3Hp/MS/1725RP | EA | 967 | 53514277123 | 30
150989 | Rebuild Kit "3282"/Ball Bearing | EA | 492.5 | 53514277208 | 6
150990 | Rebuild Kit "280"/3Ph/Auto/Ball Bearing | EA | 234.5 | 53514277222 | 6
150991 | Housing,Mtr-&Str 230V/3Ph/.5Hp/Auto/1725 | EA | 755.5 | 53514276652 | 29
150992 | Housing,Mtr-&Str 230V/3Ph/1Hp/Auto/1725R | EA | 838.5 | 53514277185 | 33
150993 | Rebuild Kit,Sgl Sl/404-405/Na/1&3Ph/Bal | EA | 205.5 | 53514277246 | 6
150994 | Rebuild Kit,Dbl Sl/1&3Ph/4405/Ball Beari | EA | 247.5 | 53514277260 | 6
150997 | Housing,Mtr-&Str 575V/3Ph/1Hp/1725RPM/( | EA | 611.5 | 53514278366 | 29
151058 | Coupling,Rubber/.75"/Flexible W-Clamps | EA | 11.5 | 53514337018 | 0.15
151061 | Fitting,Adapter/1"FPT X 1"Hose Barb/Pvc | EA | 22.5 | 53514339609 | 0.1
151062 | Fitting,Adpater/1"FPS (Make from 151061) | EA | 31 | 53514400477 | 0.1
151063 | Pipe,Pvc .75" X 2.75"/Sch 40 | EA | 13 | 53514339616 | 0.08
151068 | Cord Term&Seal 115V/1Ph/50'/12Ga/NA/Glan | EA | 444.5 | 53514278144 | 18.6
151073 | Module,Connecting For 10-1108 Panel | EA | 6.5 | 53514279219 | 0.5
151074 | Label,Fusion-Valve Legend for Systems ZF | EA | 43 | 53514345112 | 0.01
151078 | Seal,Pump Hsg/Viton | EA | 14 | 53514369316 | 0.5
151087 | Cover & Cord 35'/115V/1Ph/NA/16 Ga | EA | 387.5 | 53514283872 | 12.9
151096 | Module, Linking For 10-1108 Panel | EA | 40 | 53514280055 | 0.5
151115 | Cover & Cords 3Ph/25'/16-4/MS | EA | 416.5 | 53514282219 | 15
151116 | Switch,Motor Protective for Rhombus Pane | EA | 284.5 | 53514282257 | 2
151126 | Transformer, 575V to 115V for 10-2664 Pa | EA | 377.5 | 53514283575 | 8
151147 | Cover & Cord 75'/200/230/460/575/3Ph/"84 | EA | 1069.5 | 53514286460 | 23.5
151152 | Rotor & Brg Asm 200/230/460/575V/1&3Ph/X | EA | 528 | 53514287252 | 7.1
151160 | Card,PLC for 10-2254 Panel | EA | 2639.5 | 53514287597 | 2
151209 | Diaphragm,Blower Alita AL250/DRK120X2 | EA | 718 | 53514374945 | 1.6
151210 | Blower,AL-120 Single Pump Core for Fusio | EA | 2639.5 | 53514294984 | 22
151211 | Blower,AL-250/Fusion ZFL-2800, 3200 | EA | 6599.5 | 53514323219 | 44
151214 | Asm, Beacon For Rhombus Panel 10-1044 | EA | 74.5 | 53514287696 | 2
151216 | Caulk, Silicone II/Kitchen & Bath/9.8oz/ | EA | 38.5 | 53514287818 | 0.3
151223 | Cordage Term&Seal 50'/200V/1Ph/Na/"820/6 | EA | 123.5 | 53514287993 | 6.6
151225 | Plate,Access-18"Dia/3"Hole(W-2"Psl)/2-1/ | EA | 333 | 53514288037 | 11
151226 | Plate,Access-18"Dia/4"Hole(W-3"Psl)/2-1/ | EA | 333 | 53514288051 | 11
151236 | Asm,Stem/Disk Multizone/4000 Series/Stan | EA | 49 | 53514288617 | 2
151238 | Basin,Sink Pump "Dp/Pd" White/Injectio | EA | 47 | 53514300555 | 2.5
151239 | Cover,Sink Pump "Dp/Pd" White/Injectio | EA | 25 | 53514300579 | 1.15
151241 | Cap,1.5"Tubular White | EA | 2.5 | 53514320935 | 0.2
151258 | Asm,Vacuum Breaker/K-Rain 6000 Series | EA | 30 | 53514291174 | 1
151262 | Cord Term&Seal 33'/220V/1Ph/H07RN-F3G1, | EA | 140 | 53514294175 | 3.5
151263 | Cord Term&Seal 33'/220V/1Ph/H07RN-F3G1, | EA | 140.5 | 53514294182 | 3.5
151264 | Case Switch & Cord 33'/220V/1Ph/H07RN-F3 | EA | 410 | 53514294205 | 13.5
151265 | Cover & Cord 33'/220V/1Ph/H07RN-3G1,5/(U | EA | 342 | 53514294229 | 14
151289 | Cord,250v/8'/H07RN-F3G1,5/13A/(UK) Whit | EA | 81.5 | 53514483135 | 0
151304 | Alarm,Flasher | EA | 68 | 53514292270 | 3
151312 | Seal,Cord-Asm/H07RN-F3G1,5/Cord | EA | 3 | 53514294243 | 0.02
151322 | Cord Term&Seal 220V/8'/H07RN-F3G1,5/13A/ | EA | 91 | 53514295226 | 1.4
151323 | Cord,Term&Seal 220V/33'/H07RN-F3G1,5/13A | EA | 137.5 | 53514295264 | 1.4
151324 | Seal,Cord-Asm/CE listed | EA | 7 | 53514295301 | 0.02
151325 | Rebuild Kit "53/55"/CE listed(7/92 Thr | EA | 146.5 | 53514295325 | 4
151326 | Rebuild Kit "98/CE listed(11/90 Thru Cur | EA | 117.5 | 53514295363 | 4
151335 | Rebuild Kit "130/260"/CE listed (06/09 T | EA | 155.5 | 53514295400 | 4
151338 | Cord Term&Seal 220V/33'/H07RN-F3G1,5/13A | EA | 139.5 | 53514295448 | 1.1
151349 | Cover & Cords 20'/14-6/Sen 16-3/Grinder/ | EA | 1547.5 | 53514356958 | 24.5
151353 | Rotor & Brg Asm/200-575V/3Ph/2Hp/Grinde | EA | 446 | 53514295721 | 3
151355 | Housing, Mtr-&Str 200V/1Ph/2Hp/Grinder/E | EA | 1797 | 53514356965 | 55
151360 | Oil, Dieletctric - (82oz) | EA | 74 | 53514295745 | 5
151361 | Adapter Asm Grinder/Ex Pr | EA | 474 | 53514295769 | 3.5
151362 | Plate, Seal Asm Grinder/Ex Pr | EA | 373.5 | 53514295783 | 4
151363 | Rebuild Kit, Ex Pr/840-842/1&3 Ph | EA | 320 | 53514295806 | 6
151364 | Rebuild Kit, Ex Pr/7011-7013/1&3 Ph | EA | 410 | 53514295820 | 6
151365 | Seal,Shaft-Asm/Sc Stat/Carbon Rotary/Bu | EA | 99.5 | 53514295844 | 0.3
151382 | Valve,Backwash/2" Jandy 5 Port Never Lub | EA | 939 | 53514294908 | 13
151388 | Screw,.25-20 X .75"Sh Cap 316 SS | EA | 1.5 | 53514295486 | 0.01
151389 | Cover & Cord 25'Cd/12-4/Sen 18-5/140 Fra | EA | 1530.5 | 53514295509 | 38
151407 | Hub Alum 10"/Curved For 60" Dia Basins | EA | 1029.5 | 53514296551 | 10
151409 | Lid,24"Dia Riser/Honeycomb Design | EA | 291 | 53514429881 | 11
151411 | Carton,507 Preassembled/M53 and M98 | EA | 35.5 | 53514308513 | 2.54
151414 | Pipe,Pvc 18"Dia X 3' Ultra Ribbed/Clarus | EA | 263.5 | 53514320980 | 34.5
151426 | Pipe,Pvc 24"Dia X 6" Ultra Rib | EA | 191 | 53514298494 | 28
151430 | Seal,Shaft 2.125 Id SC-SC (Viton)/Lower | EA | 1247 | 53514296810 | 0.3
151431 | Pipe,Pvc 18"Dia X 6" Ultra Rib | EA | 64 | 53514319625 | 5.75
151433 | Blower,AL-100/Fusion ZFL-1120 | EA | 2581 | 53514310318 | 20
151434 | Blower,AL-120/Fusion ZFL-1440 | EA | 3169 | 53514323165 | 20
151435 | Blower,AL-150/Fusion ZFL-1680, 2000 | EA | 4115.5 | 53514323172 | 24
151436 | Blower,AL-200/Fusion ZFL-2400 | EA | 4637.5 | 53514323189 | 24
151437 | Blower,AL-300/Fusion ZFL-3600, 4000 | EA | 6345.5 | 53514323196 | 51
151438 | Switch,Air/Fusion Systems/ZFL-2800, 4000 | EA | 1921.5 | 53514323202 | 5
151445 | Label,Fusion-Valve Legend for Systems/11 | EA | 45.5 | 53514345105 | 0.01
151452 | Cord Term&Seal 220V/8'/H07RN-F3G1,5/13A/ | EA | 91.5 | 53514301897 | 1.4
151453 | Cord,Term&Seal 220V/33'/H07RN-F3G1,5/13A | EA | 138 | 53514301910 | 1.4
151460 | Cord,Term&Seal 220V/33'/H07RN-F3G1,5/13A | EA | 136 | 53514301934 | 1.4
151471 | Rebuild Kit "264/International (05/09 Th | EA | 81 | 53514302016 | 4
151473 | Cover & Cord 230V/1Ph/Na/"7010" | EA | 423 | 53514298968 | 14.1
151474 | Cover & Cord 200V/1Ph/Na/"7010" | EA | 387 | 53514298982 | 14.1
151475 | Cover, Cord & Flt Sw/230V/1Ph/"7010" | EA | 611.5 | 53514299002 | 15.2
151476 | Cover, Cord & Flt Sw/200V/1Ph/"7010" | EA | 681.5 | 53514299026 | 15.2
151477 | Rebuild Kit 1 & 3Ph/"7008-7010"/("03/11- | EA | 312.5 | 53514299040 | 6
151478 | Cover & Cord 200/230V/1Ph/"7011" | EA | 593 | 53514299064 | 16
151479 | Cover & Cord 200/230/460/575V/3Ph/"7011/ | EA | 586.5 | 53514299088 | 15.7
151480 | Rebuild Kit, 3Ph/"7011/7012/7013"/("03/1 | EA | 507 | 53514299101 | 5
151481 | Rebuild Kit, 1PH/"7011/7012/7013"/("03/1 | EA | 512.5 | 53514299163 | 5
151482 | Cover & Cord 200/230V/1Ph/"7012/7013" | EA | 516.5 | 53514299187 | 14.2
151483 | Ring,Lock .96Id Neoprene 75-85 Duro | EA | 95 | 53514299347 | 0.01
151485 | Cover & Cord 230V/1Ph/Na/16-3/Brass Glan | EA | 342 | 53514299224 | 12.3
151487 | Cord Term&Seal 230V/1Ph/15A/20'/16-3/Na/ | EA | 137 | 53514299262 | 1.33
151488 | Rebuild Kit, E/PC Grinder "7020/7021"/(3 | EA | 496 | 53514299286 | 3.2
151489 | Cover & Cord/200/230V/1Ph/Man Run/"7020/ | EA | 312.5 | 53514299309 | 13.1
151490 | Cordage Tem&Seal 200/230V/1Ph/20'/Man Ru | EA | 116 | 53514299323 | 3.6
151528 | Switch & Cord,Float-Vfs/"Y-Splice"/Whit | EA | 255.5 | 53514300036 | 2.1
151531 | Impeller-Mach Vtx 5.1875" 61HD | EA | 341.5 | 53514300258 | 4.5
151532 | Impeller-Mach Vtx 4.4375" 61HD | EA | 341.5 | 53514300272 | 4
151535 | Seal,Cord-Asm/Korean/"53/57" | EA | 7 | 53514301958 | 0.2
151536 | Rebuild Kit "53"/Korean(7/92 Thru Curren | EA | 105 | 53514302139 | 4
151539 | Cord Term&Seal 200V/16-3 Korean/13'6"/E- | EA | 55 | 53514301972 | 1.6
151543 | Rebuild Kit "57"/Korean(7/92 Thru Curren | EA | 104.5 | 53514302153 | 4
151546 | Cord Term&Seal 200V/16-3 Korean/13'6"/E- | EA | 55 | 53514301996 | 1.6
151547 | Rebuild Kit "130/260"/Korean (05/95 Thr | EA | 145.5 | 53514302160 | 4
151552 | Rebuild Kit "264"/Korean (09/97 Thru Cur | EA | 78.5 | 53514302184 | 4
151557 | Arm & Seal Asm/Viton "50" | EA | 32 | 53514302207 | 0.2
151562 | Distal Pressure,Asm .75"/Splitter Adj To | EA | 82.5 | 53514300456 | 2
151563 | Coupling,Rubber W-Hose Clamp/White | EA | 25.5 | 53514300173 | 1
151566 | Distal Pressure,Asm 1"/Male Connector | EA | 84.5 | 53514300470 | 2
151567 | Distal Pressure,Asm 1.5"/Male Connector | EA | 86.5 | 53514300494 | 2
151568 | Distal Pressure,Asm 1.25"/Female Connect | EA | 87 | 53514300517 | 2
151569 | Distal Pressure,Asm 1.25"/Male Connector | EA | 89.5 | 53514300531 | 2
151577 | Cord Term&Seal 115V/25'/16-3 SOW-A/Bras | EA | 125.5 | 53514300616 | 2
151586 | Fitting,Pvc 1.5" 90D El/Sch 80 | EA | 9.5 | 53514301057 | 0.35
151602 | Disc,Cutter-SS/Grinder "801" | EA | 65.5 | 53514498283 | 0.21
151612 | Hose,1.5" Rubber Coupling/White | EA | 3 | 53514304874 | 0.2
151617 | Stator,Pump/Hydraulic/(Pc Grinder) | EA | 113.5 | 53514339296 | 1
151618 | Plate,Mounting-Mach/4"D. Flygt Retro. 71 | EA | 1056 | 53514304898 | 24.5
151632 | Seal,O-Ring for 30-0218 Ball Valve | EA | 13 | 53514306090 | 1
151643 | Cordage & Terminals/25'Cd/Sensor 18-5/18 | EA | 167.5 | 53514306939 | 2
151644 | Cordage & Terminals/25'Cd/8-4/F6222 | EA | 580 | 53514306953 | 17
151645 | Cordage & Terminals/25'Cd/12-4/F6222 | EA | 333.5 | 53514306977 | 17
151646 | Disconnect,1.25"V/Brass/Plate Asm/EZ- | EA | 1182.5 | 53514307332 | 12
151661 | Hub W-Out Seal-Fg/4"/Curved/For 36"- 72" | EA | 98 | 53514307639 | 6
151681 | Transformer,220V/380V/440V/50Hz | EA | 1127.5 | 53514307813 | 5
151688 | Coupling,rubber-1" | EA | 10.5 | 53514420529 | 0.2
151692 | N801 115V/1Ph/Service Part | EA | 983 | 53514309619 | 23
151698 | Disconnect,Base Elbow/EZ-Out/3" NPT | EA | 1648 | 53514308872 | 34
151699 | Board,Plc-Circuit/Rhombus Control Panel | EA | 4493.5 | 53514308957 | 3
151700 | Screen,Touch/Rhombus Control Panel | EA | 4160 | 53514308971 | 3
151706 | Capacitor & Clamp Asm/45uF/440Vac | EA | 84 | 53514309497 | 0.6
151708 | Rod,Float-Guide/Short/Water Powered Pump | EA | 8.5 | 53514312084 | 0.0001
151710 | Terminal,Female Inserts/6 Pin/Han6E-M-S/ | EA | 79.5 | 53514384081 | 0.0037
151713 | Seat,Nozzle/Water Powered Pump/Model 503 | EA | 12.5 | 53514310134 | 0.01
151717 | U-Bolt,S.S./1.25" Pipe/W-Nuts | EA | 449.5 | 53514310349 | 0.114
151723 | Filter, Screen Geoflow/Replacement for P | EA | 56 | 53514310059 | 2
151741 | Flapper Asm 1.25" and 1.5" CI Unicheck/H | EA | 47 | 53514311070 | 0.35
151742 | Flapper Asm 2"Female NPT Check/HiTemp | EA | 62 | 53514311087 | 0.4
151749 | Cord,Term&Seal 220V/33'/H07RN-F3G1,5/13A | EA | 111.5 | 53514311247 | 3
151750 | Cord,Term&Seal 220V/33'/H07RN-F3G1,5/13A | EA | 112.5 | 53514311254 | 3
151752 | Impeller-Mach "841/6841" Trimmed 4.50" | EA | 608 | 53514311315 | 5
151760 | Bracket, Pump-Suspended/24"deep/Mini-Gri | EA | 721.5 | 53514314712 | 3
151764 | Screen,Touch/Rhombus Control Panel | EA | 3319.5 | 53514311988 | 3
151767 | WU270 220V/1Ph/50Hz/VFS(Date code 06/11 | EA | 1146.5 | 53514312701 | 48
151768 | WU271 220V/1Ph/50Hz/1hp(Date code 01/10 | EA | 1178 | 53514312718 | 49
151771 | Cover-Mach 12-14Ga Cd/Gland/Black | EA | 200 | 53514312442 | 10.75
151773 | Adapter-Mach160-400/Black | EA | 132 | 53514312459 | 13
151774 | Housing,Pump-Mach "290 Series"/Black | EA | 200.5 | 53514312466 | 15.5
151785 | Flange-Mach 2"NPT/Black | EA | 41.5 | 53514312428 | 4.3
151786 | Flange-Mach 3"NPT/Black | EA | 65 | 53514312435 | 3
151801 | WM202RP 115V/1Ph/Star/cCSAus/Service Par | EA | 1172.5 | 53514326234 | 24
151805 | Kit,Float rod asm "202/203" | EA | 37 | 53514326258 | 1.05
151828 | Fuse,2A 250V Midget/SJE 1029158 | EA | 124 | 53514313616 | 0.002
151829 | Fuse,10A Class CC,1 8/SJE 1029157 | EA | 26.5 | 53514313623 | 0.001
151837 | Cover & Cords 3Ph/35'/16-4/MS | EA | 479.5 | 53514313722 | 15
151846 | Hardware Pak,18"Dia/2V1D/Sim/915 System | EA | 198 | 53514314644 | 1
151847 | Switch,Mech Flt/SPB/115V/15'Cd/13Amp/.5H | EA | 142 | 53514314651 | 2.25
151848 | Discharge Asm,1"PVC/915 System | EA | 138 | 53514314668 | 2.35
151849 | Cover,S-Asm/-18"Dia/2V1D/10'T/Painted/91 | EA | 658.5 | 53514314682 | 11
151850 | A-Pak,Asm/120V/1Ph/50/60Hz/15' Mfs/Nem | EA | 422.5 | 53514314699 | 4.25
151877 | Conduit-Mach 35' "HT" | EA | 984.5 | 53514376567 | 1.5
151880 | Leadwire Asm 66' #2-4 Awg | EA | 5565.5 | 53514315092 | 90
151881 | Leadwire Asm 75' #2-4 Awg | EA | 6104 | 53514315108 | 100
151891 | Seal Asm,915 system/10' stack | EA | 69.5 | 53514315405 | 0.565
151892 | Circuit Board,Control Rhombus P/N 101103 | EA | 556.5 | 53514315412 | 1
151893 | Disconnect,Switch Body Rhombus P/N | EA | 303 | 53514315429 | 1
151895 | WB202 220V/60Hz/1Ph/Service Part | EA | 1411.5 | 53514316075 | 24
151907 | U-Bolt,915 Grinder System | EA | 17.5 | 53514316167 | 0.125
151917 | Screw,.313-18 X 1.25" SS Socket Head Scr | EA | 3 | 53514316327 | 0.01
151920 | Leg,Stand/Wire Form/PCG | EA | 75 | 53514316402 | 0.4
151921 | Starter,Box Magnetic/Dial Overloads/200- | EA | 406.5 | 53514316464 | 8
151922 | Pump, End for 55Gpm/7 Stage/4" | EA | 713 | 53514316471 | 25
151923 | Motor,200V/3PH/3HP/4" Submersible | EA | 2355 | 53514316488 | 44
151935 | Pipe,Pvc 1.25" X 19" Sch 40 | EA | 22 | 53514420567 | 0
151939 | Hardware Pak,18"Dia/2V1.25D/Sim/915 Syst | EA | 217 | 53514317706 | 1
151940 | Discharge Asm,1.25"PVC/915 System | EA | 138.5 | 53514317713 | 2.35
151941 | Cover,S-Asm/-18"Dia/2V1.25D/10'T/Painte | EA | 447 | 53514317720 | 11
151946 | Fitting,S.S. 2" 45D Elbow/FPT X FPT | EA | 93.5 | 53514317393 | 2
151948 | Seal, Cord 180 Frame/H07RN-F4G4 CE Cord | EA | 12.5 | 53514320812 | 5.5
151951 | Cover,S-Asm/-18"Dia/2or3V1.25D/10'T/Pain | EA | 619 | 53514318680 | 11
151954 | Cover & Cords 50'/14-4/Sen 18-5/Grinder/ | EA | 1484.5 | 53514482176 | 10
151955 | Kit,Lock Recessed Staple/Retrofit/USF Al | EA | 303 | 53514325527 | 6
151958 | Cord,50'/12-3G Turbine Pump/F&W | EA | 842 | 53514318277 | 13.1
151961 | Cover & Cordage Asm/3Ph/50'/16-4 SOW-A/P | EA | 369 | 53514318796 | 13.6
151965 | WU202 220V/50Hz/1Ph/G-Plug/Service Part | EA | 1293 | 53514322342 | 30
151977 | Cover & Cord 100'Cd/8-4/Sensor 18-5/18 | EA | 3470 | 53514319588 | 104
151989 | Reducer,Hex Bushing/Galv/3"X 2.5" | EA | 53.5 | 53514319816 | 5
152002 | Bracket,Contactor Rhombus P/N1012084 | EA | 13.5 | 53514320713 | 0.02
152011 | Seal,O-Ring EZ Out(115-4) For 1.25" & 1. | EA | 7 | 53514321109 | 0.002
152012 | Seal,O-Ring EZ Out(115-5) For 2" Close Q | EA | 7 | 53514321116 | 0.002
152013 | Seal,O-Ring EZ Out(115-6) For 3" Close Q | EA | 10.5 | 53514321123 | 0.002
152015 | Cord Term&Seal 15'/220V/1Ph/H07RN-F3G1, | EA | 79.5 | 53514321635 | 1.7
152016 | Cord Term&Seal 15'/220V/1Ph/H07RN-F3G1, | EA | 80 | 53514321642 | 1.7
152017 | Cord Term&Seal 15'/220V/1Ph/H07RN-F3G1, | EA | 114.5 | 53514321338 | 1.7
152018 | Cord Term&Seal 33'/220V/1Ph/H07RN-F3G1, | EA | 114.5 | 53514321727 | 3.5
152019 | Cord Term&Seal 33'/3Ph/H07RN-F4G1,5/CE | EA | 139 | 53514321659 | 4
152020 | Cord Term&Seal 20'/220V/1Ph/H07RN-F3G1, | EA | 150 | 53514321666 | 2.9
152021 | Cord Term&Seal 20'/220V/1Ph/H07RN-F3G1, | EA | 150.5 | 53514321673 | 2.9
152022 | Cord Term&Seal 10'/220V/1Ph/H07RN-F3G1, | EA | 55.5 | 53514321680 | 1.4
152023 | Cord Term&Seal 10'/220V/1Ph/H07RN-F3G1, | EA | 56 | 53514321697 | 1.4
152024 | Case Switch & Cord 15'/220V/1Ph/H07RN-F3 | EA | 349.5 | 53514321703 | 11.5
152025 | Case Switch & Cord 15'/220V/1Ph/H07RN-F3 | EA | 384.5 | 53514321710 | 0
152026 | Cover & Cord 15'/220V/1Ph/H07RN-F3G1,5/A | EA | 281.5 | 53514321741 | 12.6
152027 | Cover & Cord 33'/220V/1Ph/H07RN-F3G1,5/C | EA | 316 | 53514321765 | 14
152028 | Cover & Cord 33'/H07RN-F4G1,5/CE/3Ph | EA | 341 | 53514321772 | 15
152029 | Case Switch & Cord 20'/220V/1Ph/H07RN-F3 | EA | 420.5 | 53514321789 | 14
152030 | Cover & Cord 20'/220V/1Ph/H07RN-F3G1,5/N | EA | 352 | 53514321796 | 14
152031 | Case Switch & Cord 10'/220V/H07RN-F3G1, | EA | 326 | 53514321802 | 11.5
152032 | Cover & Cord 10'/220V/1Ph/H07RN-F3G1,5/C | EA | 357.5 | 53514321819 | 11.5
152033 | Case Switch & Cord 15'/220V/1Ph/H07RN-F3 | EA | 385 | 53514321826 | 11.5
152034 | Case Swtich & Cord 15'/220V/1Ph/H07RN-F3 | EA | 350 | 53514321833 | 11.5
152035 | Case Switch & Cord 10'/220V/1Ph/H07RN-F3 | EA | 326 | 53514321840 | 11.5
152036 | Rebuild Kit Single Seal/Auto/160-290/50H | EA | 216 | 53514321857 | 8
152037 | Rebuild Kit Single Seal/Auto/160-290/Bal | EA | 214.5 | 53514321864 | 8
152038 | Rebuild Kit Single Seal/NA/1&3Ph/160-29 | EA | 180.5 | 53514321871 | 8
152039 | Rebuild Kit Single Seal/NA/1&3Ph/160-29 | EA | 179 | 53514321888 | 8
152092 | Label,Cord-ID/Raw Stock/1.75 X1.25/Polye | EA | 0.5 | 53514462871 | 0.01
152094 | Fitting-Mach 1.25"X.75"/90D Elbow/Sch 40 | EA | 13 | 53514420543 | 0
152095 | Pipe,Pvc 30"Dia X 30" Ultra-Core | EA | 575.5 | 53514321963 | 85
152109 | WU266 220V/1Ph/50Hz/VFS/QJ/G-Plug/CE/(Se | EA | 902.5 | 53514323660 | 47.5
152115 | Fitting,Connector 2" w/Oring/Arkal Unit( | EA | 37.5 | 53514325381 | 0.5
152116 | Fitting,Tee 2"/Arkal Unit (Netafim) | EA | 108 | 53514325398 | 0.6
152118 | WD270 230V/1Ph/Vfs(Service Part) | EA | 1105 | 53514323288 | 57
152119 | M53 25'Cd/115V/1Ph/cCSAus/(105 Dp-Ser | EA | 360 | 53514323295 | 22
152120 | M53 35'Cd/115V/1Ph/cCSAus/(105 Dp-Ser | EA | 390 | 53514323301 | 23
152121 | U53 220V/1P/50Hz/(UK) G-Plug/CE/(Whit | EA | 612 | 53514323318 | 22
152134 | U152 220V/1Ph/50Hz/(UK) G-Plug/(135 D | EA | 820 | 53514323370 | 38
152139 | Seal,O-Ring-Basin | EA | 19 | 53514465643 | 0.01
152143 | Cover & Cord 33'Cd(10m)/H07RN-F4G4/Sen/ | EA | 2716 | 53514323042 | 50.5
152148 | Kit,Mounting/Rhombus Control Panel | EA | 488.5 | 53514323257 | 1
152154 | Cord Term&Seal 230V/25'/14-3 SO/1Ph/Nona | EA | 242.5 | 53514323905 | 4.4
152155 | Cordage Term&Seals/35'/16-4 SOW-A/3Ph/Po | EA | 214.5 | 53514323912 | 3.4
152166 | WU202 220V/1Ph/50Hz/Premium Cutter/Cd w/ | EA | 1219.5 | 53514325183 | 30
152188 | Light, Bulb UV/Salcor 3G | EA | 287.5 | 53514325923 | 0.4
152191 | Clamp, Strain Relief-Red-MSR2W/Heyco | EA | 0.5 | 53514378080 | 0.001
152201 | Flange,Adapter 3" Weld On/Galv. | EA | 79.5 | 53514325466 | 9
152208 | Cover & Cord Asm 100'Cd/8-4/Sen 18-5/140 | EA | 2878 | 53514326128 | 62
152209 | Quickseam, Form Flash 12" X 50' | EA | 1440 | 53514326173 | 2
152210 | Quickseam, Form Flash 18" X 50'/EPDM | EA | 2287.5 | 53514326180 | 3
152211 | Adhesive, Splice (1 Gallon)/EPDM | EA | 224.5 | 53514326197 | 7.5
152212 | Adhesive, Bonding (5 Gallon)/EPDM | EA | 583.5 | 53514326203 | 40
152217 | Distr Pipe Asm 1"X 132.5"W-.125"Orif 3.2 | EA | 212 | 53514326562 | 5
152238 | Contactor, Reverse/Telemecanique 4 Pol | EA | 328 | 53514327507 | 0.1
152239 | Contactor, Main/Telemecanique 4 Pole (N. | EA | 290.5 | 53514327491 | 0.1
152243 | Cord Term&Seal/15'/220V/1Ph/H07RN-F3G1, | EA | 115 | 53514327835 | 0.01
152246 | Hub & Seal-Alum/12"/Curved/For 60" | EA | 1332 | 53514327613 | 15
152249 | Hoist,Mount-Floor Type Socket/S.S. | EA | 1024 | 53514327927 | 25
152251 | Impeller 3Ph "495" | EA | 275.5 | 53514329198 | 2
152252 | Rotor & Brg 380V/3Ph/2Hp/3450Rpm/495/Upp | EA | 287 | 53514329204 | 6
152253 | Rebuild Kit K495/Ball Bearing | EA | 172 | 53514329211 | 6
152257 | Control,Flow Package/F&W | EA | 58 | 53514328122 | 0
152258 | Terminal Block,Pump/Control Rhombus P/N | EA | 10 | 53514328146 | 0.02
152266 | Case Switch & Cord/1Ph/14-5/Auto/282/Ex | EA | 892.5 | 53514350703 | 26
152267 | Case Switch & Cord/1Ph/14-5/Auto/ExPr/ | EA | 906.5 | 53514350710 | 26
152268 | Case Switch & Cord/1Ph/12-5/Auto/ExPr/ | EA | 880.5 | 53514350734 | 26
152269 | Switch Asm "X282" | EA | 44 | 53514350741 | 0.1
152270 | Switch Asm "X160/X180/X284/X290" | EA | 44 | 53514342654 | 1
152271 | Wire Pkg(5)Wires/Auto/Ex Pr/X160-X290 | EA | 27 | 53514350758 | 0.5
152272 | Rebuild Kit/Ex Pr/Single Seal/Auto | EA | 166 | 53514350772 | 9
152291 | Rotor & Brg Asm/200/230/460V/3Ph/1Hp/DS/ | EA | 530.5 | 53514328924 | 9
152292 | Pipe,Pvc 1.5" X 24" Sch 40 | EA | 27 | 53514329181 | 1.5
152293 | Asm, Union 2" (for 30-0042 & 30-0043) | EA | 15.5 | 53514329051 | 0.3
152294 | Asm, Union 1-1/2" (for 30-0040 & 30-0041 | EA | 27.5 | 53514329068 | 0.3
152306 | Cord,Term&Seal 220V/33'/H07RN-F3G1,5/13 | EA | 135.5 | 53514330460 | 1.4
152307 | Seal,Cord-Asm | EA | 5 | 53514330477 | 0.02
152308 | Seal,Cord-Asm/USE 151312/H07RN-F3G1,5/Co | EA | 3 | 53514330484 | 0.02
152309 | Cord Term&Seal 220V/8'/H07RN-F3G1,5/13A/ | EA | 88.5 | 53514330491 | 1.4
152320 | Washer, Flat - SS .265 ID X .502 OD X .0 | EA | 0.5 | 53514330385 | 0.01
152340 | Switch,Vert Float-Asm "WM266" W/ Float & | EA | 153.5 | 53514330705 | 2
152345 | Rebuild Kit "371"(03/09 Thru Current) | EA | 79.5 | 53514331108 | 4
152346 | Base Asm "371" | EA | 7 | 53514331115 | 0.5
152348 | Cord Term&Seal 230V/15A/20'/16-3/Na | EA | 120.5 | 53514331122 | 2.6
152350 | Rebuild Kit-International "371"(12/10 Th | EA | 675 | 53514331139 | 26.5
152351 | Tie,Cable-SS (5/16") w-Rubber Cushion | EA | 3.5 | 53514420581 | 0.01
152352 | Connector,12 Pin W-18" Leads/For Control | EA | 155 | 53514330842 | 1
152368 | Disconnect, Elbow-Mach/2"D | EA | 512 | 53514342326 | 26.5
152369 | Disconnect, Elbow-Mach/3"D | EA | 516.5 | 53514350253 | 36
152372 | Plate, Carrier-Mach/2" | EA | 291 | 53514346430 | 9.5
152373 | Plate, Carrier-Mach/1.25&1.5" | EA | 204.5 | 53514346447 | 9.5
152379 | Elbow, Rail-Mach/1.25"V | EA | 122.5 | 53514346454 | 2.9
152380 | Elbow, Rail-Mach/1.50"V | EA | 173.5 | 53514346461 | 3
152381 | Elbow, Rail-Mach/2"V | EA | 133 | 53514346478 | 3.7
152382 | Elbow, Rail-Mach/3"V | EA | 350.5 | 53514367091 | 8
152384 | Screw,.313-18 X 1.75"/Sh Cap/SS | EA | 1 | 53514342265 | 0.01
152385 | Seal, O-Ring(031) Buna-N | EA | 0.5 | 53514342272 | 0.002
152386 | Seal, O-Ring(035) Buna-N | EA | 0.5 | 53514342289 | 0.002
152387 | Seal, O-Ring(333) Buna-N | EA | 2 | 53514342296 | 0.002
152388 | Seal, O-Ring(042) Buna-N | EA | 3 | 53514350260 | 0.0018
152389 | Seal, O-Ring(341) Buna-N | EA | 7 | 53514350277 | 0.018
152392 | Plate, Carrier-Mach-Brass/2" | EA | 1134 | 53514344245 | 11
152393 | Plate, Carrier-Mach-Brass/1.25&1.5" | EA | 947.5 | 53514344252 | 11
152396 | Elbow, Rail-Mach/Progressing Cavity/1.25 | EA | 177 | 53514344269 | 3.5
152398 | Cordage & Term/HT/15'/16-3 SOW-A/Nonaut | EA | 54 | 53514331481 | 1.5
152399 | Cordage Cond&Sls/HT/15'/16-3 SOW or SOOW | EA | 580.5 | 53514331498 | 2.5
152400 | Cordage Cond&Sls/W-Coverhdl&Hsg/15'/16- | EA | 862 | 53514331504 | 19.5
152402 | Rotor & Brg Asm 200/230V/1Ph/1Hp/DS/345 | EA | 179 | 53514331719 | 5
152403 | Rotor & Brg Asm 200/230/460/575V/3Ph/1H | EA | 211.5 | 53514331726 | 5.5
152408 | Cable,Lifting/SS/35'Lg/.25"Dia | EA | 355.5 | 53514423506 | 7
152410 | Rotor & Brg Asm/575V/3Ph/X284 | EA | 497.5 | 53514350789 | 9
152415 | Cord Term&Seal 230V/1Ph/35'/15A/14-3/NA/ | EA | 316 | 53514332051 | 6.1
152421 | Cover & Cordage/50'/14-4/Sen 18-5/Grinde | EA | 1649.5 | 53514332259 | 12
152431 | Circuit Board,Control Rhombus P/N 101052 | EA | 532 | 53514332747 | 1
152438 | Flange,2"/Painted(No Threads) | EA | 26 | 53514333874 | 3
152439 | Flange,3"/Painted(No Threads) | EA | 44.5 | 53514333881 | 3
152442 | Vent Pipe Asm/4"/"Candy Cane"/w-Screen/4 | EA | 533.5 | 53514333096 | 4
152461 | Cord Term&Seal 115V/50'/12-3 SO/Auto/20A | EA | 427 | 53514333898 | 0
152462 | Bracket, Upper Guide-Mach. | EA | 67 | 53514346485 | 3.25
152469 | Disconnect,1.5"V/Galv/Plate Asm/EZ Out/3 | EA | 993 | 53514334475 | 13
152470 | Cover & Cord 35'Cd/200/230V/1Ph/"7012/ | EA | 564 | 53514334390 | 15.3
152474 | Cover-Mach Std Cd or 3Ph/Black | EA | 145.5 | 53514334529 | 10.5
152477 | Housing,Pump-Mach/Black | EA | 202 | 53514334512 | 17.8
152488 | Cover & Cord 25'Cd/8-4/Sen18-5/HT/180Fr | EA | 2219 | 53514335557 | 50
152489 | Cover & Cord 35'Cd/8-4/Sen18-5/HT/180Fr | EA | 2452.5 | 53514335564 | 50
152490 | Cover & Cord 50'Cd/8-4/Sen18-5/HT/180Fr | EA | 2802.5 | 53514335571 | 50
152491 | Cover & Cord 35'Cd/12-4/Sen 18-5/HT/180F | EA | 1914 | 53514335588 | 50
152492 | Cover & Cord 50'Cd/12-4/Sen 18-5/HT/180F | EA | 2075 | 53514335595 | 50
152493 | Cover & Cord 25'Cd/4-4/Sen 18-5/HT/180 F | EA | 2820 | 53514335601 | 50
152494 | Cover & Cord 35'Cd/4-4/Sen 18-5/HT/180 F | EA | 3276 | 53514335618 | 50
152495 | Cover & Cord 50'Cd/4-4/Sen 18-5/HT/180 F | EA | 3959.5 | 53514335625 | 50
152517 | Transducer,Submersible/40'/0-10 PSI (Rho | EA | 4357.5 | 53514335939 | 10
152518 | Stem,w-.025 Spring (Blue/Light)/4000 Ser | EA | 49 | 53514335960 | 0.1
152519 | Circuit Breaker,Square D/Qou120/15Amp/1- | EA | 62 | 53514336028 | 1
152522 | Board,Plc-Circuit/Rhombus Control Panel | EA | 6737.5 | 53514336172 | 3
152525 | Board,Plc-Circuit/Rhombus Control Panel | EA | 5272.5 | 53514336264 | 3
152526 | Bracket, Z-Rail Intermediate Guide Rail/ | EA | 822 | 53514459338 | 2
152527 | Bracket, Z-Rail Upper Guide Rail/S.S. | EA | 253.5 | 53514347673 | 2.75
152529 | Case Switch & Cord 66'(20M)/1Ph/14-5/Aut | EA | 1336.5 | 53514336479 | 37
152532 | Cover & Cord/Man Run/"810/815"R/14-5 | EA | 465 | 53514337155 | 13.1
152533 | Cordage Term&Seal/20'/14-5/Man Run/PC Gr | EA | 264 | 53514337162 | 3.6
152535 | PLC,Logo/Programmed LOGO Controller fo | EA | 1298 | 53514336547 | 3
152536 | Chip,Flash/Rhombus Control Panel | EA | 340 | 53514336554 | 3
152537 | Motor,460V/3P/15Hp/3450RPM/Ex Pr/TC-TC L | EA | 28166 | 53514337216 | 335
152548 | U152 220V/1Ph/50Hz/No Plug/(135 Dp-Servi | EA | 872.5 | 53514337032 | 38
152549 | U152 220V/1Ph/50Hz/(UK) G-Plug/33'Cd(135 | EA | 903 | 53514337049 | 38
152550 | U152 220V/1Ph/50Hz/I-Plug/(135 Dp-Servic | EA | 846.5 | 53514337056 | 38
152558 | Cover & Cord/Man Run/"7020/7021"/20'/14- | EA | 469 | 53514337209 | 13.1
152579 | Alarm,Horn-Plastic/Rhombus P/N 1012033/ | EA | 68 | 53514337346 | 0.5
152587 | Kit,Flush Valve Replacement "202"/(1.28 | EA | 62 | 53514337827 | 1.3
152588 | Asm,Fill Valve w-Tube MD202/(1.28 GPF) | EA | 52.5 | 53514337834 | 1
152597 | Leadwire Asm 100' 14-2G SJOW-A(1/2 -1 1/ | EA | 644.5 | 53514337728 | 4
152598 | Switch,Motor Protective/Rhombus # 101792 | EA | 33 | 53514337735 | 1
152602 | Carton, 10 x 9 x 17 | EA | 26 | 53514456689 | 0.02
152603 | CAP,w/Gasket/Sim Tech Filter/STF-FC | EA | 69 | 53514337964 | 0.8
152607 | Seal,Drain Pump-Molded "104/105/106/110/ | EA | 13 | 53514339067 | 0.15
152611 | Hardware Pak,DP Basin/Hardware and Seal | EA | 34 | 53514339210 | 1
152612 | Hardware Pak,DP Basin/Hardware and Seal/ | EA | 35 | 53514339227 | 1
152614 | Seal,Drain Pump-Molded/White"105" | EA | 13 | 53514339074 | 0.15
152620 | Hardware Pak,DP Basin | EA | 21.5 | 53514339081 | 1.5
152621 | Hardware Pak,DP Basinl/White | EA | 22 | 53514339098 | 0.15
152638 | Stator 380V/3Ph/271/ZT | EA | 247 | 53514343361 | 9
152639 | Rotor 380V/3Ph/271/ZT | EA | 101.5 | 53514343378 | 9
152645 | Overload,Thermal For Rhombus Panel 10-33 | EA | 46.5 | 53514339050 | 1
152646 | Discharge Fittings and Filter/109 | EA | 62.5 | 53514339524 | 1
152647 | Hardware Pak-Cover and seal/109 | EA | 19.5 | 53514339531 | 0.5
152648 | Handle, Kit Basin SS/109 | EA | 55.5 | 53514339548 | 0.5
152649 | Inlet Fittings/109 | EA | 30.5 | 53514339562 | 0.2
152724 | Label,Cord-Warning/Blank Edge/ID Label/1 | EA | 2 | 53514462888 | 0.01
152725 | Float Switch Asm "202/203"/International | EA | 41 | 53514339753 | 2
152728 | Preassembled 507 (Propak) Pump and Pipin | EA | 354 | 53514340766 | 5.6
152732 | Cover & Cord 25'Cd/200/230/460V/3Ph/Grin | EA | 565.5 | 53514340018 | 18
152744 | Plate,Anti-Floatation/24"Dia/PSF/(31-121 | EA | 69.5 | 53514346577 | 2
152750 | Rebuild Kit,RE/PC Grinder/"810/815"/(3/1 | EA | 332.5 | 53514340520 | 3.2
152751 | Rebuild Kit, RE/PC Grinder/"7020/7021"/( | EA | 354 | 53514340537 | 3.2
152752 | Plate,Insp-10" W-(4) .50" Cord Grips/Ste | EA | 360 | 53514340568 | 5
152754 | Parts,Spare/6686-0005/(Bagram Airfield) | EA | 2383 | 53514340704 | 51
152755 | Parts,Spare/6685-0014/(Bagram Airfield) | EA | 2383 | 53514340711 | 51
152758 | Carton, Tank & Cover "202" (1.28 GPF) | EA | 64 | 53514340926 | 10
152761 | Elbow, Rail-Mach/2"V 71 Series | EA | 272 | 53514348137 | 3.2
152762 | Disconnect, 3"V/Plate-Carrier Asm/Z-Rail | EA | 674 | 53514367626 | 19.2
152763 | Disconnect, 3"V/Plate-Carrier Asm/Brass/ | EA | 1572 | 53514367633 | 8
152767 | Plate,Guide-EZ Out Rails/1.25"-3"/Brass | EA | 139 | 53514341008 | 2
152768 | Seal,Cord-Bsn Cvr/2 Hl/1 Cut/.300 Cd Hl/ | EA | 1.5 | 53514352639 | 0.13
152769 | Cord, Cut & Strip-20'/H07RN-F4G1.5/YU-SH | EA | 109.5 | 53514341121 | 2.75
152770 | Impeller, Plastic "270" | EA | 7.5 | 53514501778 | 0.15
152771 | Pump, End for 11Gpm/5 Stage/Effluent | EA | 316 | 53514342661 | 5
152772 | Bracket, Z-Rail Lifting Wire Form/140 Se | EA | 81 | 53514346492 | 0.201
152774 | Impeller Br "270/4270" | EA | 147.5 | 53514362553 | 1.068
152776 | Pump, End for 11Gpm/7 Stage/Effluent | EA | 358 | 53514342678 | 7
152777 | Pump, End for 19Gpm/5 Stage/Effluent | EA | 323 | 53514342685 | 5
152778 | Pump, End for 19Gpm/7 Stage/Effluent | EA | 330 | 53514342692 | 7
152779 | Bracket, Z-Rail Lifting Wire Form/50,90, | EA | 81 | 53514346508 | 0.201
152787 | Pump, End for 27Gpm/4 Stage/Effluent | EA | 279 | 53514342708 | 5
152788 | Pump, End for 35Gpm/2 Stage/Effluent | EA | 463 | 53514342715 | 7.5
152789 | Pump, End for 35Gpm/3 Stage/Effluent | EA | 511 | 53514342722 | 8
152790 | Pump, End for 55Gpm/1 Stage/Effluent | EA | 435 | 53514342739 | 6
152791 | Pump, End for 85Gpm/1 Stage/Effluent | EA | 456.5 | 53514342746 | 7
152809 | Cord,250V/1.7m(5'7")/H07RN-F3G1,5/10A/Wh | EA | 19.5 | 53514367503 | 1
152829 | Disconnect, 2"V/Plate-Carrier Asm/Z-Rail | EA | 459 | 53514346515 | 13.2
152830 | Disconnect, 1.5"V/Plate-Carrier Asm/Z-Ra | EA | 412.5 | 53514346522 | 13.2
152831 | Disconnect, 1.25"V/Plate-Carrier Asm/Z-R | EA | 362 | 53514346539 | 12
152840 | Flange-Mach 2"BSPT | EA | 40.5 | 53514344849 | 4.3
152841 | Housing,Pump-Mach "840"/BSPT | EA | 272.5 | 53514344856 | 11.76
152842 | Housing,Pump-Mach "841/7013"/BSPT | EA | 203.5 | 53514344863 | 12
152844 | Cover-Mach H07RN-F3G2,5 | EA | 141.5 | 53514342814 | 10.5
152845 | Case-Mach H07RN-F3G2,5 | EA | 142.5 | 53514342821 | 9.5
152859 | Fitting,Coupling 2" Cam Lock/Male/Polypr | EA | 29.5 | 53514343095 | 0.23
152860 | Fitting,Coupling 2" Cam Lock/Female/Poly | EA | 76 | 53514343101 | 0.7
152864 | Hardware Pak, "507" Charger"/Switch Mode | EA | 2 | 53514343514 | 0.1
152866 | Screw,#6-32 X .5" Pan Hd/Phillips/SS | EA | 0.5 | 53514344498 | 0.002
152867 | Screw,#10-14X.75"Pan Hd/Phillips/Plastit | EA | 1.5 | 53514344504 | 0.002
152869 | Bracket,Z-Rail Intermediate Guide Rail | EA | 822 | 53514500696 | 6
152875 | Disconnect, 2"V/Plate-Carrier Asm/Brass/ | EA | 1302 | 53514344276 | 14.7
152876 | Disconnect, 1.5"V/Plate-Carrier Asm/Bras | EA | 1155.5 | 53514344283 | 0
152877 | Disconnect, 1.25"V/Plate-Carrier Asm/Bra | EA | 1105 | 53514344290 | 13.9
152878 | Disconnect, 1.25"H/Plate-Carrier Asm/Z-R | EA | 481.5 | 53514344306 | 13.182
152884 | Seal,O-Ring (033) | EA | 1 | 53514436957 | 0
152890 | Power Conditioning Unit/Control Panel/12 | EA | 2324 | 53514344924 | 2
152891 | Relay, Voltage Sensing/GE 3ARR3J3B3 | EA | 70.5 | 53514345020 | 0.3
152895 | Housing,Bearing Upper Asm/62HD/Single Vo | EA | 448 | 53514345211 | 22
152896 | Light,Indicator/Seal Fail/Rhombus P/N- | EA | 46.5 | 53514345358 | 1
152897 | Door,Panel/Rhombus P/N- | EA | 124 | 53514345365 | 3
152898 | Label,Seal Fail/Rhombus P/N- | EA | 20 | 53514345372 | 0.5
152899 | Charger,DC Asm/Switch Mode/Zco-Hilo/Serv | EA | 396 | 53514345600 | 4.1
152905 | WM202RPPC 115V/1Ph/Star/cCSAus/Service P | EA | 1113 | 53514346300 | 24
152907 | Charger,DC Asm/Switch Mode/F&W-Star/Serv | EA | 396.5 | 53514345624 | 4.1
152911 | Cover & Cord 75'Cd/12-4/Sen 18-5/140 Fra | EA | 1978.5 | 53514345563 | 55
152921 | Bracket,Anti-Rotate/PCG & Horz D 820-842 | EA | 64.5 | 53514345990 | 0.182
152923 | Board,Printed Circuit/Rhombus P/N- | EA | 513.5 | 53514345730 | 0.5
152926 | Control,Level Controller/Anne Wampey Pro | EA | 2806.5 | 53514345846 | 3
152928 | Cord,25'/14-3G Turbine Pump/F&W/Clarus | EA | 550.5 | 53514345945 | 5
152935 | Terminal,compression-Bent/8 AWG/#10 Stud | EA | 13.5 | 53514347611 | 0
152937 | Filter,Blower Alita 100-300/Replacement/ | EA | 14.5 | 53514346225 | 0.1
152938 | Diaphragm,Blower Alita 100-120/Par/Air F | EA | 395 | 53514346232 | 0.1
152939 | Diaphragm, Blower Alita AL150/DRK150/Pai | EA | 484.5 | 53514346249 | 0.1
152949 | Blower, Diaphragm Kit w/Filter/HiBlow/H | EA | 495.5 | 53514346676 | 0.465
152950 | Filter,Hi-Blow blower HP-60/80 | EA | 65.5 | 53514346683 | 0.01
152952 | Pump, End for 55Gpm/7 Stage/Effluent | EA | 916.5 | 53514346843 | 12
152955 | Carton, Model 508 DC Pump | EA | 6 | 53514368128 | 0.9
152956 | Board,Circuit-Rhombus Control Panel/(10- | EA | 470 | 53514346935 | 1
152957 | Rebuild Kit,840-841/3Ph/NO OIL/(09/06- | EA | 306.5 | 53514346942 | 5
152962 | Pump, Model 508 12VDC/Service Part | EA | 411.5 | 53514347390 | 6.4
152969 | Fitting, Asm & Clamp "508" (Service Part | EA | 16 | 53514347413 | 0.19
152970 | Flapper Asm. (Service Part) | EA | 17.5 | 53514347406 | 0.5
152990 | WD152 230V/1Ph/Vfs/(Dp135)(Service Part) | EA | 559 | 53514347543 | 39
152994 | Cord Term&Seal 115V/35'/16-3 SOW 15A/N14 | EA | 163 | 53514347666 | 3.26
152999 | Leadwire Asm 25' 14-2G SJOW-A(1/2 -1 1/2 | EA | 455.5 | 53514348489 | 2
153000 | Charger,DC Asm/Switch Mode/508 Aquanot/S | EA | 353.5 | 53514348427 | 4
153007 | Clamp,Worm Drive Hose/SAE 32/SS | EA | 2.5 | 53514348632 | 0.1
153027 | Cover & Cord 20'/220V/1Ph/16-3 SOW or SO | EA | 323 | 53514348519 | 12
153028 | Cord Term&Seal 20'/16-3 SOW/NA/WO Plug | EA | 122 | 53514348526 | 1.1
153029 | Case Switch & Cord 20'/220V/1Ph/16-3 SOW | EA | 372 | 53514348540 | 13
153030 | Cord Term&Seal 20'/220V/1Ph/16-3 SOW/Aut | EA | 113 | 53514348533 | 1.2
153031 | Cover & Cord 25'/220V/1Ph/18-3 SOW/WO Pl | EA | 322.5 | 53514348571 | 12
153032 | Cord Term&Seal 25'/18-3 SOW/WO Plug/NA | EA | 121.5 | 53514348564 | 1.1
153037 | Cover & Cordage/115V/1Ph/14Ga/20A/25'/N | EA | 408.5 | 53514348670 | 15.1
153038 | Cover & Cordage/115V/1Ph/14Ga/20A/25'/N | EA | 420 | 53514348687 | 15
153039 | Cover & Cordage/3Ph/16-4 SOW/25'/Vit Gas | EA | 352.5 | 53514348694 | 12.5
153046 | Cover & Cord Asm "N202/N800/N801" | EA | 109 | 53514349462 | 1
153047 | Kit,Electrical "202/800/801" | EA | 159.5 | 53514349455 | 1.05
153050 | Handle Asm "800" | EA | 73 | 53514349493 | 0.25
153051 | Housing,Pump-Kit "800" | EA | 264.5 | 53514349509 | 8
153052 | Kit,Cutter-Standard "202/800/801" | EA | 154 | 53514349516 | 1
153054 | Cover & Cord 100'Cd/12-4 SOW-A/140 Frame | EA | 1090.5 | 53514361983 | 45
153055 | Cover & Cord asm/White/15'Lg/"Y" Splice | EA | 272 | 53514349530 | 1
153056 | Cover & Cord asm/E-F Plug/Korean "WB202" | EA | 488.5 | 53514349547 | 3.63
153057 | Cover & Cord Asm/G Plug "WU202" | EA | 382.5 | 53514349592 | 3.2
153059 | Cover & Cord asm/I Plug "V202" | EA | 113 | 53514349622 | 1.415
153060 | Kit,Cutter-Premium "800" | EA | 165 | 53514349639 | 0.55
153067 | Cover & Cord asm/Black "Y" splice cord/N | EA | 401 | 53514349646 | 12.2
153068 | Switch & Cord,Float-Vfs/Black "Y" Splic | EA | 217.5 | 53514349653 | 10.64
153072 | Bulb,Light For 10-2148 Fusion Alarm Pane | EA | 62 | 53514349103 | 0.002
153074 | Cover & Cordage 3Ph/14-8/Ex Pr/25'/Pin/H | EA | 905.5 | 53514349318 | 24
153075 | Rotor & Brg Asm/200/230/460/575V/3Ph/.5H | EA | 442 | 53514349325 | 9
153086 | Cover & Cord 25'Cd/12-4/Sensor 18-5/140 | EA | 926.5 | 53514350055 | 25
153088 | Cover & Cord 35'Cd/12-4/Sensor 18-5/140 | EA | 948 | 53514350062 | 25
153089 | Cover & Cord 50'Cd/12-4/Sensor 18-5/140 | EA | 1109 | 53514350079 | 25
153090 | Cover & Cord 75'Cd/12-4/Sensor 18-5/140 | EA | 1376.5 | 53514350086 | 25
153092 | Cover & Cord Asm 25'Cd/8-4/Sen 18-5/140 | EA | 1178 | 53514350130 | 32
153093 | Cover & Cord Asm 35'Cd/8-4/Sen 18-5/140 | EA | 1411.5 | 53514350147 | 32
153094 | Cover & Cord Asm 50'Cd/8-4/Sen 18-5/140 | EA | 1761.5 | 53514350154 | 32
153095 | Cover & Cord Asm 75'Cd/8-4/Sen 18-5/140 | EA | 2344.5 | 53514350161 | 32
153099 | Cover & Cordage 20'/H07RN-F3G2.5/NA/No P | EA | 431.5 | 53514352202 | 13
153100 | Cord Term&Seal 20'/H07RN-F3G2.5/NA/No Pl | EA | 200.5 | 53514461676 | 2
153101 | Cover & Cordage 33'/1Ph/H07RN-F3G1,5/CE/ | EA | 527.5 | 53514350529 | 0
153102 | Cover & Cordage 33'/230V/1Ph/H07RN-F3G1, | EA | 536.5 | 53514350536 | 52.02
153103 | Cord Term&Seal 33'/1Ph/H07RN-F3G1,5/CE/N | EA | 322 | 53514350512 | 52.02
153104 | Cover & Cordage 20'/1Ph/16-3 SOW/NA/No P | EA | 309 | 53514350543 | 1.97
153107 | Cord Term&Seal 33'/1Ph/H07RN-F3G1,5/CE/N | EA | 335.5 | 53514350550 | 52.02
153108 | Housing, Mtr-&Str 230V/1Ph/50Hz/PC Grind | EA | 877 | 53514350567 | 27.5
153109 | Cover & Cordage 20'/16-3 SOW/NA/No Plug | EA | 306 | 53514350574 | 12.7
153114 | Case Switch & Cord 20'/H07RN-F3G2.5/Aut | EA | 510.5 | 53514352417 | 13.11
153115 | Cord Term&Seal 20'/H07RN-F3G2.5/Auto/N | EA | 224.5 | 53514352400 | 2.5
153117 | Lug,Lifting/Steel/For FG Basin/Small Lug | EA | 123.5 | 53514350673 | 2
153121 | Cover & Cord 20'/H07RN-F4G1.5/Sensor H07 | EA | 890.5 | 53514352219 | 16
153122 | Cord Term&Seal 20'/H07RN-F4G1.5/Brass Gl | EA | 154.5 | 53514352226 | 5
153123 | Cord Term&Seal 20'/H07RN-F5G1/Brass Glan | EA | 559.5 | 53514352233 | 2.6
153125 | Housing, Mtr-&Str 380V/3Ph/840 | EA | 1102 | 53514352394 | 47
153129 | Rotor,Shaft Asm/460V/3Ph/25HP/1750 RPM/ | EA | 10120.5 | 53514350963 | 40
153152 | Housing,Pump-Mach "807" | EA | 225 | 53514421953 | 9.171
153162 | Meter,Hour/Rhombus P/N 1033953 | EA | 161 | 53514351939 | 2
153173 | Drip Line,.5" X 500'Roll/24"Emitters/Geo | EA | 572 | 53514352240 | 20
153174 | Sleeve,Quartz (For 5090-0002) | EA | 622 | 53514352271 | 1
153175 | O-ring,Sleeve (For 5090-0002) | EA | 17 | 53514352288 | 0.2
153176 | Washer,For Teflon Sleeve (For 5090-0002) | EA | 34.5 | 53514352295 | 0.2
153199 | Kit, Parts/V202/Taiwan Only | EA | 513.5 | 53514352608 | 21.21
153200 | Kit,Electrical "V202"/Taiwan | EA | 154.5 | 53514352622 | 1
153203 | Disc, Cutter/SS/Round Holes/Grinder | EA | 164 | 53514352738 | 1.35
153204 | Cutter, SS/2 Blade/Single Dir/Grinder | EA | 172 | 53514352745 | 1.38
153205 | Screw, .25-20 X .875" Sh Cap SS | EA | 0.5 | 53514352752 | 0.01
153207 | Insert,Strain Relief for 10-0253 | EA | 4 | 53514352783 | 0.001
153212 | Door,Replacement Hatch/USF Quote# 244529 | EA | 2072 | 53514352837 | 66
153215 | Cover & Cord 20'/H07RN-F4G1.5/3Ph | EA | 341 | 53514353117 | 15.62
153216 | Cord Term&Seal 20'/H07RN-F4G1.5/3Ph | EA | 139 | 53514353100 | 5
153217 | Valve,Solenoid/Fusion Blower (5250-0005) | EA | 491 | 53514352974 | 0.425
153220 | Terminal Block,Large/Control Rhombus P/N | EA | 26.5 | 53514353049 | 0.02
153221 | Terminal Block,Keeper for Duplex | EA | 13.5 | 53514353056 | 0.02
153222 | Terminal Block,Insulator for Duplex | EA | 7 | 53514353063 | 0.02
153229 | Seal, Cord W/Sensors-Polyflex PVC/X840 | EA | 18.5 | 53514353407 | 0.13
153230 | Transducer,Submersible-High Temp/40' Cd/ | EA | 5239.5 | 53514353322 | 6
153240 | Primary Filter Cartridge Asm/WW4 | EA | 275 | 53514354435 | 6
153241 | Secondary Screen/WW4 | EA | 30.5 | 53514354442 | 2
153242 | Replacement Screen (Pressure Effluent Fi | EA | 377 | 53514354459 | 1.5
153243 | Kit, Liner Repair | EA | 238 | 53514354466 | 10
153254 | Impeller-Mach "840/7011"/DI | EA | 166.5 | 53514355647 | 4.425
153258 | Impeller-Mach "7011" Trimmed 4.60' Dia./ | EA | 249 | 53514355678 | 3.85
153260 | Impeller-Mach "7011" Trimmed 3.60' Dia./ | EA | 249 | 53514355685 | 3.5
153261 | Cover & Cordage 3Ph/14-8/Ex Pr/75'/Pin | EA | 1433 | 53514355395 | 50.61
153262 | Cover & Cord 75'Cd/8-4/Sen 18-5/140 Fram | EA | 3051 | 53514355449 | 48
153265 | Mount, Bayonet Fuse Holder for PCB | EA | 20 | 53514355746 | 1
153268 | Disc, Rubber Flap for 6000 Series Multi- | EA | 63 | 53514356477 | 0.01
153269 | Stem, with .032 Spring for 6000 Series M | EA | 41 | 53514356484 | 0.01
153270 | Stem, with .028 Spring for 6000 Series M | EA | 37 | 53514356491 | 0.01
153271 | Bottom, 4 Outlet for 6000 Series Multi-Z | EA | 114.5 | 53514356507 | 2
153272 | Bottom, 6 Outlet for 6000 Series Multi-Z | EA | 133.5 | 53514356514 | 2
153273 | Screws, S.S./Bottom for 6000 Series Mult | EA | 9.5 | 53514356521 | 0.01
153274 | Screws, S.S./Top for 6000 Series Multi-Z | EA | 8.5 | 53514356538 | 0.01
153275 | Screws, S.S./Cam Retaining for 6000 Seri | EA | 4.5 | 53514356545 | 0.01
153276 | Cam, 2 Zone for 4 or 6 outlet/4000 Serie | EA | 20 | 53514356552 | 0.01
153277 | Cam, 3 Zone for 6 outlet/4000 Series Mul | EA | 20 | 53514356569 | 0.01
153278 | Cam, 4 Zone for 6 outlet/4000 Series Mul | EA | 20 | 53514356576 | 0.01
153279 | Cam, 5 Zone for 6 outlet/4000 Series Mul | EA | 20 | 53514356583 | 0.01
153280 | Stem, Asmy/Heavy/.032 Spring (red)/400 | EA | 51 | 53514356590 | 0.01
153281 | Screws, S.S./Top for 4000 Series Multi-Z | EA | 41 | 53514356606 | 0.01
153282 | Screws, S.S./Cam Retaining for 4000 Seri | EA | 4.5 | 53514356613 | 0.01
153283 | O-Ring, Top/4000 Series Multi-Zone Valve | EA | 51 | 53514356620 | 0.001
153284 | O-Ring, Cam/4000 Series Multi-Zone Valve | EA | 574.5 | 53514356637 | 0.001
153285 | Fitting,Pvc 1.25" Adapter/Spig x MPT/Sc | EA | 8 | 53514361945 | 0.09
153286 | Fitting,Pvc Reducer 2" Slip x 1.25" Slip | EA | 23 | 53514361952 | 0.2
153289 | Gasket,Cover for 3" Arkal Filter | EA | 57 | 53514356002 | 0
153290 | Disc Set, w/Spline for 3" Arkal Filter/1 | EA | 1383.5 | 53514356019 | 0
153291 | Oring,Spline Body for 3" Arkal Filter | EA | 13.5 | 53514356026 | 0
153292 | Disc Set, Spare for 3" Arkal Filter/120- | EA | 788.5 | 53514356033 | 0
153293 | Gasket,Cover for 2" Arkal Filter | EA | 57 | 53514356040 | 0
153294 | Disc Set, for 2" Arkal Filter/120 Mesh | EA | 409.5 | 53514356057 | 0
153295 | Top, 4 Outlet/6000 Series Multi-Zone Val | EA | 190.5 | 53514356651 | 2
153296 | Top, 6 Outlet/6000 Series Multi-Zone Val | EA | 161.5 | 53514356668 | 3
153301 | Overload, Rhombus Control Panel | EA | 124 | 53514356439 | 1
153304 | Circuit Board,Control/For 10-3652 | EA | 612 | 53514356934 | 1
153305 | Circuit Board,Control/For 10-3501 | EA | 587.5 | 53514357009 | 1
153308 | Seal,Pipe-1.25" (For 17-0411)/Jackell P/ | EA | 19.5 | 53514357061 | 0.1
153336 | Rod,Float-Molded/Silver/"50" | EA | 2.5 | 53514360887 | 0.01
153338 | Float,Polypropylene/Silver | EA | 8.5 | 53514360894 | 0.36
153341 | Tank,5040 Step System/Poly-Rotomold/Blac | EA | 556 | 53514360948 | 15
153343 | Hardware Pak, 2"&3" NPT Flange | EA | 15 | 53514476137 | 2.8
153344 | Overload,Element (Melting Alloy) Rhombus | EA | 46.5 | 53514358051 | 1
153345 | Contactor,3 Pole (Nema 1)/Panel #10-3533 | EA | 729.5 | 53514358075 | 1
153348 | Circuit Board,Control/(Rhombus P/N 10171 | EA | 496.5 | 53514358174 | 1
153350 | Bracket, Capacitor 140/270 | EA | 2.5 | 53514425470 | 0.02
153354 | Cord Term&Seal 230V/15'/18-3 SJOW or SJO | EA | 71 | 53514391768 | 1.6
153375 | Valve,Fusion/Airlift Pump Control/Grey H | EA | 63 | 53514358846 | 0
153376 | Valve,Fusion/Air Balance/Recirculation/B | EA | 63 | 53514358853 | 0
153377 | Valve,Fusion/Air Balance/Backwash/Red Ha | EA | 63 | 53514358860 | 0
153382 | Cover & Cord/Y-Splice Flt/"RWD PC Grinde | EA | 803.5 | 53514362324 | 7.01
153383 | Switch, Flts-Term&Seal/Y-Splice/PC Grind | EA | 298.5 | 53514362300 | 2.6
153386 | Cord Term&Seal 20'/RWD PC Grinder | EA | 300 | 53514362331 | 0
153413 | Oring,Valve Shaft 116/Jandy | EA | 7.5 | 53514359386 | 0.5
153414 | Oring,Valve Cover 151/Jandy | EA | 16 | 53514359393 | 0.5
153428 | Capacitor,Start 43-52 Mfd/220-250Vac/2.7 | EA | 65.5 | 53514359881 | 1.5
153430 | Switch,HOA 22mm (Rhombus P/N: 1017226) | EA | 111.5 | 53514359911 | 0.1
153431 | Lens, 22mm Red Indicator/ | EA | 13.5 | 53514359928 | 0.1
153434 | Screw,.313-18 X 1.25" HH Cap/316SS | EA | 3.5 | 53514360047 | 0
153435 | Screw,#10-24 X .875-Flt Sh Cap/316SS | EA | 1 | 53514360054 | 0.01
153439 | Module, Indicator Light/ | EA | 93 | 53514360085 | 0.1
153440 | Collar, 22mm Indicator Light Mounting/ | EA | 13.5 | 53514360092 | 0.1
153442 | Spline, for 2" Disk Filter/Netafim/(5056 | EA | 533 | 53514360337 | 0
153449 | Spline,Adapter/W-Out O-rings/Netafim/ | EA | 89.5 | 53514360528 | 0
153478 | Switch,Asm Mech-Vert Master/115V/NO/8'C | EA | 79 | 53514391096 | 2.75
153479 | Switch,Vertical Reed/120V/.25Amp/8'Cd/N | EA | 188.5 | 53514391102 | 1.25
153480 | Switch,Mech Flt/125/250V/5A/10'Cd/Wo Plu | EA | 64.5 | 53514391126 | 1.75
153481 | Gateway,DC Asm/508 Aquanot Active/Servic | EA | 737.5 | 53514381097 | 0.38125
153487 | Seal,Cord-T&B(2693Nm) | EA | 38.5 | 53514361471 | 0.59
153495 | Impeller Asm w-shims/145/4145 | EA | 20.5 | 53514362232 | 1
153502 | Circuit Board,Control Rhombus P/N 100972 | EA | 192 | 53514362003 | 1
153505 | Cover & Cord 3Ph/16-4 SOW/35' | EA | 374 | 53514362249 | 13
153510 | Asm,Moisture Sen/Resistor/DS/Sew-Eff/Ex | EA | 65 | 53514362645 | 0.02
153514 | Cover & Cord 230V/1Ph/16Ga/25'/Viton | EA | 311.5 | 53514362751 | 15.2
153515 | Cord Term&Seal 115V/25'/16-3 SOW-A/1Ph/N | EA | 110.5 | 53514362867 | 2.6
153516 | Housing,Pump-Kit "202 for ZT" | EA | 35.5 | 53514363383 | 1
153531 | Valve,Check/1.5"InLine/Vert/Black | EA | 20 | 53514389666 | 0
153543 | Impeller-Mach DI 5.25" Dia/140Fr Grnd/No | EA | 376 | 53514390204 | 11
153549 | Impeller-Mach DI 6.00" Dia/140Fr Grnd/No | EA | 376 | 53514390464 | 11
153551 | Impeller-Mach DI 6.250" Dia/140Fr Grnd/N | EA | 376 | 53514420123 | 0
153561 | Impeller-Mach DI 6.000" Dia/High Flow/No | EA | 274 | 53514421144 | 6.3
153567 | Impeller-Mach DI 5.250" Dia/High Flow/No | EA | 371.5 | 53514408152 | 0
153570 | Impeller-Mach DI 4.875" Dia/High Flow/No | EA | 329 | 53514480066 | 6
153571 | Impeller-Mach DI 4.750" Dia/High Flow/No | EA | 383 | 53514407155 | 0
153575 | Impeller-Mach DI 4.250" Dia/High Flow/No | EA | 371.5 | 53514428457 | 0
153593 | Impeller-Mach DI 5.125" Dia/140Fr Grnd/R | EA | 488.5 | 53514501600 | 2
153643 | Switch,TNS for 10-1019 (Rhombus P/N: 100 | EA | 49 | 53514364137 | 0.1
153650 | Fitting,Pvc 1.25" Tee FPT X Slip X Slip/ | EA | 71.5 | 53514364540 | 0.37
153651 | Plate,Access-16"Dia/Suspended Plate For | EA | 347.5 | 53514364618 | 20
153661 | Terminal,Block for 10-1045 (Rhombus Part | EA | 173.5 | 53514365240 | 0.25
153726 | Disconnect, 2"V/71 Series/Plate-Carrier | EA | 598 | 53514367671 | 11
153727 | Disconnect, 2"V/71 Series/Plate-Carrier | EA | 1441 | 53514367688 | 14.2
153743 | Case & Switch Asm-Auto/115V/"M803/805/ | EA | 330.5 | 53514368593 | 2.5
153744 | Cover & Handle Asm-Nonauto/115V/"N803/80 | EA | 287 | 53514368609 | 5
153745 | Cord Term&Seal 115V/15'/16-3 SJOW/Auto | EA | 89 | 53514368616 | 1.5
153746 | Cord Term&Seal 230V/15'/16-3 SJOW/Auto&N | EA | 87 | 53514368623 | 1.7
153747 | Seal,Cord-Asm & Strain relief "803/805/8 | EA | 3.5 | 53514368630 | 0.03
153748 | Float Asm "803/805/807" | EA | 52 | 53514368708 | 1
153750 | Capacitor,Start-Asm "803/805/807" | EA | 77 | 53514368722 | 0.1
153751 | Relay,Starting-Asm "803/805/807" | EA | 54.5 | 53514368739 | 0.1
153752 | Wire Pkg "803/805/807" | EA | 17.5 | 53514368746 | 0.05
153760 | Impeller Asm "803" | EA | 74.5 | 53514368838 | 0.2
153761 | Impeller Asm "805" | EA | 75.5 | 53514368845 | 0.2
153762 | Impeller Asm "807" | EA | 75.5 | 53514368852 | 0.2
153763 | Kit,Cutter "803/805/807" | EA | 139.5 | 53514368869 | 1.5
153764 | Oil,Dielectric (40 Oz) | EA | 60.5 | 53514368876 | 2.75
153765 | Rebuild Kit "803/805/807" | EA | 189 | 53514368890 | 5.1
153766 | Fitting, Tee (saw-cut slot) for Propak S | EA | 14.5 | 53514371692 | 0
153768 | Cover & Cordage 25'/3Ph/14-4/MS/Gland/Vi | EA | 498 | 53514368227 | 15.8
153772 | Valve,Check/1.5 InLine/Vertical/(Service | EA | 23 | 53514371715 | 0
153776 | Pipe,PVC .5" X 37.5"/Sch 40 | EA | 12 | 53514486464 | 0
153789 | Enclosure,Control-4X For 10-1805 | EA | 773 | 53514369293 | 4
153802 | Hub & Seal-Alum/12"/Curved/For 42" | EA | 1217 | 53514370145 | 15
153803 | Control,Panel Kit/Connectors/Circuit Boa | EA | 538 | 53514370541 | 1
153804 | Kit,Piping&Acc/1.25"D/810 Pumps | EA | 1911.5 | 53514370565 | 23
153813 | Relay Asm 115V/Retrofit | EA | 134 | 53514418342 | 1
153814 | Relay Asm 230V/Retrofit | EA | 118 | 53514400934 | 1
153819 | Plastic-Red, Beacon Dome (10-2240) | EA | 216.5 | 53514372071 | 0.2
153820 | Anti-Condensation Heater (10-2241) | EA | 1082 | 53514372095 | 3
153822 | Bulb,Light For 10-0394 Panel | EA | 7 | 53514372279 | 0.1
153827 | Hardware Pak,18"Dia/1.5V1.5D/Split Cover | EA | 76.5 | 53514373092 | 2
153828 | Carton,"98" Series UPS | EA | 17 | 53514373672 | 0.42
153829 | Carton,"260/270" Series UPS | EA | 21 | 53514373696 | 0.42
153830 | Carton,"160/180/280/290" Series UPS | EA | 27.5 | 53514373719 | 0.42
153831 | Carton,"4160/4180/4280/4290" Series UPS | EA | 28.5 | 53514373733 | 0.42
153832 | Relay Asm 115V/SP | EA | 68 | 53514374297 | 1
153833 | Relay Asm 230V/SP | EA | 55.5 | 53514374310 | 1
153848 | Hardware Pak,18"Dia Blnk Poly Extensio | EA | 42 | 53514374037 | 2
153849 | Diaphragm, Blower Alita AL300,AL400/ | EA | 957 | 53514374822 | 0.1
153856 | Label,Carton "63" | EA | 2.5 | 53514395193 | 0.05
153860 | Case Handle, Arm/SP "63" | EA | 145.5 | 53514377427 | 2
153861 | Seal,Cord-Asm/SP "63" | EA | 2.5 | 53514377441 | 1
153862 | Cord Term&Seal 115V/ 10'/18-3 SJOW/15A L | EA | 40.5 | 53514389185 | 1
153865 | Rebuild Kit "63"(01/15 Thru Current) | EA | 97 | 53514379728 | 4
153876 | Pump, Model 508 12VDC/Aquanot Active/Ser | EA | 408 | 53514376840 | 6.4
153878 | Cord Term&Seal 115V/15'/16-3 SJOW-A | EA | 82.5 | 53514387600 | 2.2
153879 | Cord Term&Seal 230V/15'/16-3 SJOW-A/Na/1 | EA | 81 | 53514405298 | 0
153896 | Cover & Cord 100'Cd/12-4/Sen 18-5/140 Fr | EA | 2246 | 53514378004 | 65
153908 | Impeller-Plastic "819/7009" | EA | 124.5 | 53514398811 | 4.6
153909 | Impeller-Plastic "818/7008" | EA | 124.5 | 53514398835 | 3.91
153910 | Overload,12-18A Rhombus Control Panel | EA | 136 | 53514378844 | 1
153919 | Impeller-Mach-CI 3Ph "292" | EA | 69 | 53514479183 | 0
153929 | Enclosure,Control-4X For 10-1060/(Rhombu | EA | 519.5 | 53514380120 | 4
153932 | Housing,Mtr-& Str 460V/3Ph/1750/6.25"Fr/ | EA | 1400 | 53514380410 | 55
153940 | Charger,DC Asm/Switch Mode/CE/UK Plug/S | EA | 375 | 53514381356 | 4
153997 | Impeller CI "292"/SP | EA | 46.5 | 53514383619 | 1.2
153998 | Impeller Asm 3Ph CI "292"/SP | EA | 75 | 53514383633 | 1.2
153999 | Impeller CI "293"/SP | EA | 74 | 53514383657 | 1.6
154000 | Impeller Asm 3Ph CI "293"/SP | EA | 79 | 53514383671 | 1.6
154001 | Impeller CI "294"/SP | EA | 91 | 53514383695 | 1.9
154002 | Impeller Asm 3Ph CI "294"/SP | EA | 108 | 53514383718 | 1.9
154003 | Impeller CI "295"/SP | EA | 118 | 53514383732 | 2.5
154004 | Impeller Asm 3Ph CI "295"/SP | EA | 122.5 | 53514383756 | 2.5
154006 | Impeller Br "295"/SP (6/16-Current) | EA | 321 | 53514383770 | 3.1
154007 | Impeller Asm 3Ph Br "295"/SP (6/16-Curre | EA | 338.5 | 53514383794 | 0
154009 | Cover & Cord 50'Cd/12-4/W-Ring Term/Sens | EA | 1111.5 | 53514383442 | 25
154010 | Cover & Cord 25'Cd/12-4/W-Ring Term/Sens | EA | 844 | 53514383466 | 25
154018 | A-Pak Proprietary/Power Supply/5V/0.5A/c | EA | 33 | 53514383602 | 0
154020 | Screw,#14 X 2"Flat Hd/Square Drive/Type | EA | 1 | 53514383022 | 0.02
154029 | Asm,Flush Valve w-Flapper & Chain/1.28gp | EA | 36.5 | 53514385163 | 1
154032 | Cover,Toilet Tank/202/Sangtong/(Servic | EA | 35.5 | 53514385149 | 15.6
154033 | Switch,Vertical Reed/Compact/APak-Standa | EA | 54.5 | 53514383589 | 1.81
154035 | Cover & Cordage 1Ph/14-5/Ex Pr/75'/Pin | EA | 1360 | 53514383084 | 29
154048 | Hardware Pak,Tank To Toilet/Sangtong/Mod | EA | 19.5 | 53514385200 | 0.8
154062 | Cover & Cordage 1Ph/14-5/Ex Pr/35'/Pin/H | EA | 998.5 | 53514385125 | 27
154069 | Cord Term&Seal 230V/25'/16-3 SOW-A/Brass | EA | 170 | 53514457440 | 1.8
154088 | Housing,Pump-Mach "818-820/7008-7010" | EA | 151 | 53514393151 | 12.3
154089 | Housing,Pump-Mach "841/7013" | EA | 181.5 | 53514423988 | 12.3
154093 | Housing,Mtr-Plastic Upper/Mach "202" | EA | 53 | 53514387327 | 0.95
154178 | Cord Asm/15'/ "63" | EA | 53.5 | 53514440091 | 0
154181 | Cord Asm/25'/ "63" | EA | 70.5 | 53514440077 | 0
154184 | Cutter & Disc Asm/2 Blade/1-Direction Gr | EA | 393 | 53514390686 | 2
154185 | Cutter & Shim Asm/2 Blade/.75" Screw | EA | 229 | 53514390709 | 1
154190 | Pack,Cardboard Sheet/36X26-1/2/ECT32C Kr | EA | 7 | 53514390907 | 0.3
154196 | Cordage Cond&Sls/HT/10'/16-4/Auto/3161 | EA | 462 | 53514391089 | 1.6
154198 | Switch,Asm Mech-Vert Master/Aquanot Acti | EA | 104 | 53514391584 | 2.9
154209 | Probe,Moisture/Lead Wires/250 Frame/ | EA | 220 | 53514391904 | 1
154210 | Disconnect, Elbow-Mach/2"D/BSPT | EA | 549.5 | 53514392826 | 27.1
154211 | Elbow, Rail-Mach/Progressing Cavity/1.25 | EA | 247 | 53514392840 | 3.15
154256 | Hardware Pak, Scale Removal System/109 | EA | 26.5 | 53514393854 | 1.5
154257 | Fitting,Adapter/Mach/1"FPS X 1"Hose Bar | EA | 20.5 | 53514400712 | 0.1
154259 | Pump, End for 11Gpm/10 Stage/Effluent | EA | 399 | 53514393519 | 8
154260 | Pump, End for 11Gpm/13 Stage/Effluent | EA | 496.5 | 53514393533 | 10
154261 | Pump, End for 19Gpm/9 Stage/Effluent | EA | 388.5 | 53514393557 | 6
154262 | Pump, End for 27Gpm/6 Stage/Effluent | EA | 377 | 53514393571 | 10.5
154263 | Pump, End for 27Gpm/7 Stage/Effluent | EA | 408 | 53514393595 | 11.5
154264 | Pump, End for 27Gpm/10 Stage/Effluent | EA | 485.5 | 53514393618 | 13
154265 | Pump, End for 35Gpm/4 Stage/Effluent | EA | 619.5 | 53514393632 | 6.75
154266 | Pump, End for 35Gpm/5 Stage/Effluent | EA | 667.5 | 53514393670 | 7.25
154267 | Pump, End for 55Gpm/2 Stage/Effluent | EA | 563 | 53514393694 | 6.75
154268 | Pump, End for 55Gpm/3 Stage/Effluent | EA | 624.5 | 53514393700 | 7
154269 | Pump, End for 55Gpm/4 Stage/Effluent | EA | 686.5 | 53514393724 | 7.25
154270 | Pump, End for 55Gpm/5 Stage/Effluent | EA | 752.5 | 53514393830 | 8.1
154271 | Pump, End for 85Gpm/2 Stage/Effluent | EA | 593 | 53514393748 | 7
154272 | Pump, End for 85Gpm/3 Stage/Effluent | EA | 670.5 | 53514393762 | 7.5
154273 | Pump, End for 85Gpm/4 Stage/Effluent | EA | 754 | 53514393786 | 8.5
154274 | Pump, End for 85Gpm/6 Stage/Effluent | EA | 914.5 | 53514393823 | 10.75
154276 | Impeller-Mach "841/7013/842/7012"/DI | EA | 142 | 53514395537 | 5.3
154277 | Impeller-Mach "7013"/Trimmed 5.00"/DI | EA | 254.5 | 53514395551 | 5.3
154278 | Impeller-Mach "7013"/Trimmed 4.50"/DI | EA | 254.5 | 53514395575 | 5.3
154279 | Transducer,Pressure/0-5 PSI/40' Cord/Rho | EA | 3407 | 53514393656 | 4.3
154280 | Cover & Cord 115V/1Ph/Na/"818"/Gland | EA | 429 | 53514393939 | 14
154283 | Contactor,Motor/65 AMP/Rhombus P/N 10123 | EA | 408 | 53514394257 | 3.2
154289 | Cord Term&Seal 115V/1Ph/Na/15A Plug/"818 | EA | 169.5 | 53514398385 | 3.6
154290 | Housing,Mtr-&Str 115V/1Ph/1Hp/818/7008/B | EA | 778.5 | 53514398484 | 30
154291 | Rotor & Brg Asm/1Ph/818/7008/Up&Lw Brg(0 | EA | 319 | 53514398507 | 6
154292 | Cutter & Disc Asm./"818-820"/2 Blade/Sin | EA | 408 | 53514398521 | 2.5
154295 | Cutter & Shim Asm/2 Blade/Single Dir/.75 | EA | 229 | 53514398545 | 1.5
154296 | Cover & Cord 230V/1Ph/Na/"818/819"/ | EA | 378.5 | 53514398569 | 14.1
154297 | Cord Term&Seal 230V/1Ph/Na/15A Plug/"818 | EA | 159.5 | 53514398583 | 3.6
154298 | Housing,Mtr-&Str 230V/1Ph/1Hp/818/7008/B | EA | 730.5 | 53514398620 | 30
154299 | Housing,Mtr-&Str 200V/1Ph/1Hp/818/7008/B | EA | 730.5 | 53514398644 | 30
154300 | Cover,Cord & Flt Sw/115V/1Ph/15A Plug/"8 | EA | 617.5 | 53514398668 | 15.2
154301 | Cover,Cord & Flt Sw/230V/1Ph/15A Plug/"8 | EA | 607.5 | 53514398682 | 15.2
154302 | Cover & Cord 115V/1Ph/Na/15A Plug/"7008" | EA | 433 | 53514398705 | 14
154303 | Cover & Cord 230V/1Ph/Na/15A Plug/"7008/ | EA | 423 | 53514398729 | 14.1
154304 | Cord Term&Seal 115V/1Ph/Auto/15A Plug/ | EA | 170 | 53514398743 | 3.6
154305 | Cover, Cord & Flt Sw/115V/1Ph/15A Plug/ | EA | 622 | 53514398767 | 15.2
154307 | Cover, Cord & Flt Sw/230V/1Ph/15A Plug/ | EA | 611.5 | 53514398781 | 15.2
154308 | Cord Term&Seal 230V/1Ph/Auto/15A Plug/"8 | EA | 158.5 | 53514398798 | 3.6
154309 | Sleeve,6" Alum Hub/For 72" Basins/SLV | EA | 646.5 | 53514394820 | 6
154310 | Sleeve,12" Alum Hub/For 72" Basins/SLV | EA | 1219 | 53514394844 | 12
154312 | Relay & Wiring Diagram/"818/7008" Grinde | EA | 54.5 | 53514398606 | 1
154333 | Rod,Float-Molded/Silver/"95" | EA | 3.5 | 53514458881 | 0.01
154342 | Cord,250V/6.1m(20')/H07RN-F3G1,5/10A/Whi | EA | 34.5 | 53514494216 | 1.5
154400 | Disconnect,Base Elbow-Mach/4"D/DI/Z-Rail | EA | 1492.5 | 53514464950 | 86.4
154404 | Plate,Carrier-Mach/4"D/Non Sparking/Z-Ra | EA | 2660.5 | 53514465339 | 21.978
154406 | Rotor & Brg Asm 115V/1PH/X6161/X6163/ | EA | 427 | 53514426477 | 0
154407 | Rotor & Brg Asm 200/230V/1PH/X6161/ | EA | 427 | 53514426484 | 0
154408 | Rotor & Brg Asm 200/230V/1PH/X6165/ | EA | 411.5 | 53514426491 | 0
154409 | Rotor & Brg Asm 200/230V/1Ph/2Hp/DS/Ex P | EA | 508 | 53514426514 | 0
154410 | Rotor & Brg Asm 200-575V/3Ph/2Hp/DS/Ex P | EA | 550 | 53514426521 | 0
154411 | Rotor & Brg Asm 115/200/230V/1Ph/X6282 | EA | 419.5 | 53514426538 | 0
154412 | Rotor & Brg Asm 200/230V/1Ph/X6284 | EA | 480 | 53514426552 | 0
154413 | Rotor & Brg Asm 575V/3Ph/X6284 | EA | 513 | 53514426569 | 0
154414 | Rotor & Brg Asm w/Sensor 115V/1Ph/X6161/ | EA | 472.5 | 53514426576 | 0
154415 | Rotor & Brg Asm w/Sensor 200/230V/1Ph | EA | 472.5 | 53514426583 | 0
154416 | Rotor & Brg Asm w/Sensor 200-575V/3Ph | EA | 527 | 53514426590 | 0
154417 | Rotor & Brg Asm w/Sensor 200/230V/1Ph | EA | 457.5 | 53514426606 | 0
154418 | Rotor & Brg Asm w/Sensor 200-575V/3Ph | EA | 519 | 53514426620 | 0
154420 | Sleeve,8" Aluminum/Bolt On SLV0800A | EA | 720 | 53514397821 | 6
154425 | Transducer,Pressure/0-5 PSI/60' Cord/Rho | EA | 5044 | 53514398323 | 5
154432 | Rebuild Kit "95"(01/17 Thru Current) | EA | 118.5 | 53514399597 | 4
154436 | Hardware Pak,Switch/Model 508 Propak | EA | 20 | 53514401115 | 0.15
154438 | Switch,Float W-Terminals/Vert Master2/Pr | EA | 132 | 53514401139 | 2
154445 | Control,Panel Kit/Alarm/Rhombus PN 104 | EA | 74.5 | 53514399191 | 1
154448 | Fuse Holder,Rhombus P/N 1001304 | EA | 13.5 | 53514399498 | 0.01
154449 | Fuse 1/2 Amp, Rhombus P/N 1009107 | EA | 13.5 | 53514399511 | 1
154450 | Anti Condensate Heater P/N 1004416 | EA | 414.5 | 53514399559 | 1
154452 | Nipple,Pipe 1.25 X 21.5"/SS | EA | 255 | 53514399856 | 3.5
154464 | Circuit Board,Control/For 10-2008 | EA | 204 | 53514400910 | 1
154484 | Case & Switch Asm/I Plug "U807" | EA | 311.5 | 53514403096 | 2.5
154485 | Cover & Handle Asm/I Plug "V807" | EA | 268 | 53514403072 | 5
154486 | Rebuild Kit "U&V803/805/807" | EA | 191.5 | 53514403119 | 4.8
154489 | Case & Switch Asm-Auto/230V/"D803/805 | EA | 329 | 53514402709 | 2.5
154490 | Cover & Handle Asm-Nonauto/230V/"E803/80 | EA | 285.5 | 53514402723 | 5
154501 | Cover & Cord 100'Cd/8-4/Sen 18-5/ | EA | 3634 | 53514402389 | 42
154503 | Cover & Cord 220V/60Hz/1Ph/"202" | EA | 103.5 | 53514402990 | 1.03
154512 | Motor, End 115V/1Ph/1/2HP/SS/Effluent T | EA | 1286 | 53514403416 | 18
154513 | Motor, End 230V/1Ph/1/2HP/SS/Effluent T | EA | 1285 | 53514403430 | 0
154514 | Motor, End 230V/1Ph/3/4HP/SS/Effluent T | EA | 1550.5 | 53514403454 | 0
154515 | Motor, End 230V/1Ph/1HP/SS/Effluent T | EA | 1655 | 53514403478 | 0
154516 | Motor, End 230V/1Ph/1.5HP/SS/Effluent T | EA | 2158 | 53514403492 | 0
154517 | Motor, End 230V/1Ph/2HP/SS/Effluent T | EA | 1920.5 | 53514403515 | 0
154518 | Motor, End 230V/1Ph/3HP/SS/Effluent T | EA | 3232 | 53514403539 | 0
154519 | Motor, End 230V/1Ph/5HP/SS/Effluent T | EA | 4202.5 | 53514403553 | 0
154520 | Wire/Lead #14-2G/120" | EA | 157 | 53514403577 | 1.06
154521 | Wire/Lead #14-2G/25' | EA | 389 | 53514403591 | 0
154522 | Wire/Lead #14-2G/30' | EA | 449 | 53514403614 | 0
154523 | Wire/Lead #14-2G/50' | EA | 473 | 53514403638 | 0
154524 | Wire/Lead #14-2G/100' | EA | 673 | 53514403652 | 0
154525 | Wire/Lead #12-3G/25' | EA | 662 | 53514403676 | 0
154526 | Wire/Lead #12-3G/35' | EA | 764.5 | 53514403690 | 0
154527 | Wire/Lead #12-3G/50' | EA | 842.5 | 53514403713 | 0
154528 | Wire/Lead #12-3G/100' | EA | 1251.5 | 53514403737 | 0
154529 | Wire/Lead #14-3G/25' | EA | 710 | 53514403751 | 0
154536 | Cutter & Disc Asm "841"/(02/17-Current) | EA | 409.5 | 53514407179 | 2
154537 | Cutter & Shim Asm/2 Blade/1" Screw | EA | 230.5 | 53514422578 | 1.5
154538 | Switch,Vertical Reed/Compact/24VDC/10W/0 | EA | 31.5 | 53514448806 | 1.5
154543 | Control,Panel Kit/Enclosure/ | EA | 1030.5 | 53514403294 | 1
154547 | Base-Mach 152/153/Service Part | EA | 48.5 | 53514404475 | 4.4
154608 | PLC,Logo/Programmed LOGO Controller fo | EA | 1298 | 53514405236 | 3
154614 | Cover & Cord 75'Cd/8-4/Sen 18-5/ | EA | 3051 | 53514405625 | 37
154634 | Sleeve,10" Al Hub w/7 LS-400-C Link Seal | EA | 1229.5 | 53514405861 | 10
154639 | Discharge Asm,1"Pvc/Sch 40/HH Step w/ARV | EA | 414 | 53514410995 | 4
154642 | Float Switch Asm/20'Cd/115V/HT/2057 | EA | 129 | 53514406318 | 1.4
154663 | Cord Term&Seal 230V/35'/16-3 SJOW-A/Na/1 | EA | 101.5 | 53514407292 | 3.62
154670 | Housing,Mtr-&Str 575V/3Ph/818-820/7008-7 | EA | 804.5 | 53514413040 | 30
154676 | Housing,Mtr-&Str 200-208V/3Ph/818-820/70 | EA | 804.5 | 53514413620 | 30
154677 | Housing,Mtr-&Str 230V/3Ph/818-820/7008- | EA | 823 | 53514413644 | 30
154679 | Housing,Mtr-&Str 460V/3Ph/818-820/7008- | EA | 820 | 53514413682 | 30
154685 | Cover & Cord 3Ph "818/819/820"/20' | EA | 479.5 | 53514413705 | 14.7
154698 | Rotor & Brg Asm/3PH/818-820/7008-7010/Up | EA | 244.5 | 53514413729 | 0
154717 | Cover & Cord 3Ph "7008/7009/7010"/20' | EA | 483.5 | 53514413743 | 14.7
154720 | Pipe,Pvc 1.25" X 14.5" Sch 80 | EA | 31.5 | 53514408176 | 0.7
154721 | Pipe,Pvc 1.25" X 32.5"/Sch 80 | EA | 56.5 | 53514408275 | 1.2
154724 | Pipe,Pvc 1.25" X 46"/Sch 80 | EA | 74.5 | 53514408299 | 1.3
154749 | Module, SP6R LSC/Rhombus PN 1016138 | EA | 4605 | 53514408657 | 0.1
154754 | Rivet,Open end BR-SS/.094x.250(.020-.12 | EA | 0.5 | 53514462895 | 0
154769 | Circuit Board,Control Rhombus P/N 101091 | EA | 668 | 53514410933 | 1
154770 | Circuit Board,Control/Rhombus P/N 101019 | EA | 278.5 | 53514411152 | 1
154772 | Guide,Pipe .75" X 48"/SS | EA | 175.5 | 53514437794 | 0
154787 | Relay For 10-2149 Control Panel/(RPF2AF7 | EA | 103.5 | 53514412289 | 0.5
154791 | Cover & Cord 230V/1Ph/12Ga/20A/20'/Gland | EA | 472.5 | 53514414757 | 14.3
154792 | Cord Term&Seal/230V/1Ph/20'/12Ga/20A/NA/ | EA | 312 | 53514414887 | 0
154793 | Cover,Cord & Flt Sw/WD/12Ga/20A/20'/Glan | EA | 660 | 53514414870 | 6
154794 | Cord Term&Seal 230V/1Ph/WD/12Ga/Gland | EA | 269.5 | 53514414900 | 4
154795 | Seal, O-Ring(-429) Buna-N | EA | 7.5 | 53514413774 | 0.03
154809 | Bracket,Vertical Reed/Compact/APak | EA | 6.5 | 53514448813 | 0.25
154837 | Impeller-Mach 13.250" Dia/DI/250Fr/ | EA | 898 | 53514417086 | 40
154838 | Impeller-Mach 13.125" Dia/DI/250Fr/ | EA | 898 | 53514417109 | 40
154839 | Impeller-Mach 13.000" Dia/DI/250Fr/ | EA | 898 | 53514417123 | 40
154840 | Impeller-Mach 12.875" Dia/DI/250Fr/ | EA | 898 | 53514417147 | 40
154841 | Impeller-Mach 12.750" Dia/DI/250Fr/ | EA | 898 | 53514417161 | 40
154842 | Impeller-Mach 12.625" Dia/DI/250Fr/ | EA | 898 | 53514417185 | 40
154843 | Impeller-Mach 12.500" Dia/DI/250Fr/ | EA | 898 | 53514417222 | 40
154844 | Impeller-Mach 12.375" Dia/DI/250Fr/ | EA | 898 | 53514417246 | 40
154845 | Impeller-Mach 12.250" Dia/DI/250Fr/ | EA | 898 | 53514417260 | 40
154846 | Impeller-Mach 12.125" Dia/DI/250Fr/ | EA | 898 | 53514417284 | 40
154847 | Impeller-Mach 12.000" Dia/DI/250Fr/ | EA | 898 | 53514417307 | 40
154848 | Impeller-Mach 11.875" Dia/DI/250Fr/ | EA | 898 | 53514417321 | 40
154849 | Impeller-Mach 11.750" Dia/DI/250Fr/ | EA | 898 | 53514417345 | 40
154850 | Impeller-Mach 11.625" Dia/DI/250Fr/ | EA | 898 | 53514417369 | 40
154851 | Impeller-Mach 11.500" Dia/DI/250Fr/ | EA | 898 | 53514417383 | 40
154852 | Impeller-Mach 11.375" Dia/DI/250Fr/ | EA | 898 | 53514417406 | 40
154853 | Impeller-Mach 11.250" Dia/DI/250Fr/ | EA | 898 | 53514417420 | 40
154854 | Impeller-Mach 11.125" Dia/DI/250Fr/ | EA | 898 | 53514417444 | 40
154855 | Impeller-Mach 11.000" Dia/DI/250Fr/ | EA | 898 | 53514417468 | 40
154856 | Impeller-Mach 10.875" Dia/DI/250Fr/ | EA | 898 | 53514417482 | 40
154857 | Impeller-Mach 10.750" Dia/DI/250Fr/ | EA | 898 | 53514417505 | 40
154858 | Impeller-Mach 10.625" Dia/DI/250Fr/ | EA | 898 | 53514417529 | 40
154859 | Impeller-Mach 10.500" Dia/DI/250Fr/ | EA | 898 | 53514417543 | 40
154860 | Impeller-Mach 10.375" Dia/DI/250Fr/ | EA | 898 | 53514417567 | 40
154861 | Impeller-Mach 10.75" Dia/DI/250Fr/ | EA | 794.5 | 53514416904 | 40
154862 | Impeller-Mach 10.625" Dia/DI/250Fr/ | EA | 794.5 | 53514416928 | 40
154863 | Impeller-Mach 10.500" Dia/DI/250Fr/ | EA | 794.5 | 53514416942 | 40
154864 | Impeller-Mach 10.375" Dia/DI/250Fr/ | EA | 794.5 | 53514416966 | 40
154865 | Impeller-Mach 10.250" Dia/DI/250Fr/ | EA | 794.5 | 53514416980 | 40
154866 | Impeller-Mach 10.125" Dia/DI/250Fr/ | EA | 794.5 | 53514417000 | 40
154867 | Impeller-Mach 10.000" Dia/DI/250Fr/ | EA | 794.5 | 53514417024 | 40
154868 | Impeller-Mach 9.875" Dia/DI/250Fr/3.1 | EA | 794.5 | 53514416881 | 40
154869 | Impeller-Mach 9.750" Dia/DI/250Fr/ | EA | 794.5 | 53514417048 | 40
154870 | Impeller-Mach 9.625" Dia/DI/250Fr/ | EA | 794.5 | 53514417062 | 40
154874 | Rotor & Brg Asm w/Sensor 200/230V/1Ph/2H | EA | 553.5 | 53514426637 | 0
154875 | Rotor & Brg Asm w/Sensor 200-575V/3Ph/2H | EA | 595.5 | 53514426651 | 0
154876 | Rotor & Brg Asm w/Sensor 115/200/230V/1 | EA | 465 | 53514426675 | 0
154877 | Rotor & Brg Asm w/Sensor 200-575V/3Ph/ | EA | 487.5 | 53514426682 | 0
154878 | Rotor & Brg Asm w/Sensor 200/230V/1Ph/ | EA | 525.5 | 53514426712 | 0
154879 | Rotor & Brg Asm w/Sensor 200-460V/3Ph/ | EA | 576 | 53514426729 | 0
154880 | Rotor & Brg Asm w/Sensor 575V/3Ph/X6284 | EA | 559 | 53514426736 | 0
154881 | Seal,Link 12" LS-475-C | EA | 100.5 | 53514414948 | 1
154888 | Cord Term&Seal HT/115V/20'/16-3 SJOW-A/A | EA | 130 | 53514415082 | 2.4
154914 | Module, Timer/HP80/Hiblow (ZF-450) | EA | 574.5 | 53514418526 | 10
154915 | Valve, Solenoid/HP80/Hiblow (ZF-450/ZF-8 | EA | 161 | 53514418540 | 10
154922 | Cord Term&Seal 230V/25'/16-3 SJOW-A/Na/1 | EA | 89.5 | 53514419721 | 0
154923 | Capacitor,Run-Asm "803/805/807" | EA | 56.5 | 53514422011 | 0
154924 | Switch,Mech Flt/SPB/115V/20'Cd/13Amp/NO/ | EA | 199 | 53514422110 | 1
154925 | Carton,High Temp "3161-3282" | EA | 71.5 | 53514421007 | 1.74
154926 | Carton,High Temp "3098" | EA | 66 | 53514421021 | 1.5
154935 | Carton,Asm "3161-3163" | EA | 185.5 | 53514465636 | 0
154936 | Rod,Float/Recirculating Float Valve/316 | EA | 31 | 53514420949 | 0
154989 | Handle, "803/805/807" | EA | 10.5 | 53514422783 | 0.115
154996 | Cover & Cordage 1Ph/12-5/Ex Pr/50'/Pin/ | EA | 1046 | 53514422714 | 21.4
154998 | Impeller-Mach SO 9.625" Dia/180Fr/3"Sol | EA | 542.5 | 53514422936 | 22
154999 | Impeller-Mach SO 9.625" Dia/Br/180Fr/ | EA | 660 | 53514422950 | 22
155010 | Contactor, Motor/For Rhombus Panel/10-41 | EA | 53 | 53514423940 | 1
155016 | Seal,Cord-Donut/.670"Od/.380"Id/.281"Thk | EA | 3 | 53514425425 | 0
155021 | Cover & Cord 3Ph/16-4 SOW/100' | EA | 607 | 53514424749 | 13
155022 | Cordage Term&Seal 50'/14-4 SO/3Ph/Na | EA | 376.5 | 53514425203 | 5
155026 | Cover & Cord 230V/1Ph/Na/"7010"/15 Amp | EA | 423 | 53514425753 | 14.1
155029 | Rotor & Brg Asm w/Sensor 200-575V/1&3Ph/ | EA | 573.5 | 53514426750 | 0
155030 | Cover & Cordage 1Ph/12-5/25'/Ex Pr/Handl | EA | 838 | 53514426767 | 0
155031 | Cover & Cordage 1Ph/14-5/25'/Ex Pr/Handl | EA | 871 | 53514426774 | 0
155032 | Cover & Cordage 1Ph/12-5/25'/Ex Pr/Pin/H | EA | 841 | 53514426781 | 0
155033 | Cover & Cordage 1Ph/14-5/25'/Ex Pr/Pin/H | EA | 872.5 | 53514426798 | 0
155046 | Bracket, Z-Rail Upper Guide Rail/316 S. | EA | 638.5 | 53514426460 | 2.75
155050 | Fitting,316 S.S. 3" Coupling NPT/Female | EA | 197.5 | 53514426545 | 0
155063 | Housing,Mtr-&Str 575V/3Ph/.5Hp/MS/3450 | EA | 726.5 | 53514426996 | 0
155071 | Caps,Plastic/Bolt | EA | 1 | 53514428730 | 0
155179 | Cover & Handle Asm/Nonauto"6267" | EA | 69 | 53514428846 | 4.6
155187 | Impeller-Mach 13.250" Dia/DI/250Fr/ | EA | 1003.5 | 53514431044 | 40
155188 | Impeller-Mach 13.125" Dia/DI/250Fr/ | EA | 1003.5 | 53514431037 | 40
155189 | Impeller-Mach 13.000" Dia/DI/250Fr/ | EA | 1003.5 | 53514431020 | 40
155190 | Impeller-Mach 12.875" Dia/DI/250Fr/ | EA | 1003.5 | 53514431013 | 40
155191 | Impeller-Mach 12.750" Dia/DI/250Fr/ | EA | 1003.5 | 53514430993 | 40
155192 | Impeller-Mach 12.625" Dia/DI/250Fr/ | EA | 1003.5 | 53514430986 | 40
155193 | Impeller-Mach 12.500" Dia/DI/250Fr/ | EA | 1003.5 | 53514430979 | 40
155194 | Impeller-Mach 12.375" Dia/DI/250Fr/ | EA | 1003.5 | 53514430962 | 40
155195 | Impeller-Mach 12.250" Dia/DI/250Fr/ | EA | 1003.5 | 53514430955 | 40
155196 | Impeller-Mach 12.125" Dia/DI/250Fr/ | EA | 1003.5 | 53514430948 | 40
155197 | Impeller-Mach 12.000" Dia/DI/250Fr/ | EA | 1003.5 | 53514430931 | 40
155198 | Impeller-Mach 11.875" Dia/DI/250Fr/ | EA | 1003.5 | 53514430924 | 40
155199 | Impeller-Mach 11.750" Dia/DI/250Fr/ | EA | 1003.5 | 53514430917 | 40
155200 | Impeller-Mach 11.625" Dia/DI/250Fr/ | EA | 1003.5 | 53514430900 | 40
155201 | Impeller-Mach 11.500" Dia/DI/250Fr/ | EA | 1003.5 | 53514430894 | 40
155202 | Impeller-Mach 11.375" Dia/DI/250Fr/ | EA | 1003.5 | 53514430887 | 40
155203 | Impeller-Mach 11.250" Dia/DI/250Fr/ | EA | 1003.5 | 53514430870 | 40
155204 | Impeller-Mach 11.125" Dia/DI/250Fr/ | EA | 1003.5 | 53514430863 | 40
155205 | Impeller-Mach 11.000" Dia/DI/250Fr/ | EA | 1003.5 | 53514430849 | 40
155206 | Impeller-Mach 10.875" Dia/DI/250Fr/ | EA | 1003.5 | 53514430825 | 40
155207 | Impeller-Mach 10.75" Dia/DI/250Fr/ | EA | 1003.5 | 53514430696 | 40
155208 | Impeller-Mach 10.625" Dia/DI/250Fr/ | EA | 902 | 53514430702 | 40
155209 | Impeller-Mach 10.500" Dia/DI/250Fr/ | EA | 902 | 53514430719 | 40
155210 | Impeller-Mach 10.375" Dia/DI/250Fr/ | EA | 902 | 53514430726 | 40
155211 | Impeller-Mach 10.250" Dia/DI/250Fr/ | EA | 902 | 53514430733 | 40
155212 | Impeller-Mach 10.125" Dia/DI/250Fr/ | EA | 902 | 53514430740 | 40
155213 | Impeller-Mach 10.000" Dia/DI/250Fr/ | EA | 902 | 53514430757 | 40
155214 | Impeller-Mach 9.875" Dia/DI/250Fr/ | EA | 902 | 53514430764 | 40
155215 | Impeller-Mach 9.750" Dia/DI/250Fr/ | EA | 902 | 53514430771 | 40
155216 | Impeller-Mach 9.625" Dia/DI/250Fr/ | EA | 902 | 53514430788 | 40
155219 | Key,.375 X .375 X 1.860 SS | EA | 43.5 | 53514431327 | 0
155226 | Rebuild Kit "6267"(11/17-06/20) | EA | 133.5 | 53514495268 | 0
155234 | PPL,Angle Iron Bracket Asm | EA | 47 | 53514479114 | 2
155240 | Seal Asm,Shaft/.5"(John Crane Type 6A)/ | EA | 40 | 53514429782 | 0
155241 | Cover & Handle "6155" | EA | 48.5 | 53514429799 | 0
155242 | Rebuild Kit 115V/"6155"/(11/17 Thru Curr | EA | 289 | 53514429805 | 0
155244 | Rebuild Kit 230V/"6155"/(11/17 Thru Curr | EA | 295.5 | 53514429812 | 0
155255 | Cover & Cordage 1Ph/12-5/Ex Pr/35'/Pin/ | EA | 920 | 53514429072 | 21.4
155261 | Clamp, Slide Asm/4" E-L Rail System/Yeom | EA | 1642 | 53514429393 | 0
155280 | Impeller-Mach "7013"/Trimmed 4.00"/Br | EA | 608 | 53514432508 | 0
155281 | Impeller-Mach "7013"/Trimmed 4.00"/DI | EA | 278 | 53514432515 | 0
155282 | Impeller-Mach "7013"/Trimmed 4.25"/Br | EA | 608 | 53514432539 | 0
155283 | Impeller-Mach "7013"/Trimmed 4.25"/DI | EA | 278 | 53514432546 | 0
155284 | Impeller-Mach "7013"/Trimmed 4.75"/Br | EA | 585 | 53514432553 | 0
155285 | Impeller-Mach "7013"/Trimmed 4.75"/DI | EA | 254.5 | 53514432560 | 0
155286 | Impeller-Mach "7013"/Trimmed 5.25"/Br | EA | 569.5 | 53514432577 | 0
155287 | Impeller-Mach "7013"/Trimmed 5.25"/DI | EA | 239 | 53514432584 | 0
155288 | Impeller-Mach "7013"/Trimmed 5.75"/Br | EA | 554 | 53514432591 | 0
155289 | Impeller-Mach "7013"/Trimmed 5.75"/DI | EA | 223.5 | 53514432607 | 0
155319 | Screw,Stator 8-32 X 4.281 Lg | EA | 3.5 | 53514504755 | 0
155324 | Stator,230V/1Ph/Reynosa "130/260 Series" | EA | 256 | 53514465988 | 0
155362 | Cover-Mach & Hdl Asm/16-18Ga/CE/NA | EA | 184 | 53514433475 | 0
155368 | Controller,DC Asm/508 Aquanot Fit/Servic | EA | 784.5 | 53514442552 | 3
155398 | Housing,Pump-MachScr in Str/ "140" | EA | 199 | 53514504762 | 13.2
155429 | Cordage Term&Seal/20'/12-4 SOOW/NA/Power | EA | 240.5 | 53514477097 | 0
155430 | Cordage Term&Seal/20'/14-4 SOOW/NA/Power | EA | 245 | 53514437374 | 0
155485 | Plug,Test-Brass 1/8-27 NPT/(Loctite DriS | EA | 6 | 53514435752 | 0
155486 | Cover & Handle "2057/2098" | EA | 38.5 | 53514435776 | 0
155503 | Carton Asm "140/150" | EA | 18.5 | 53514485191 | 0
155508 | Fitting,Elbow-Water Powered Pump/1.25"/4 | EA | 12.5 | 53514463281 | 0
155546 | WM202 115V/1Ph/cCSAus/Service Part | EA | 1113 | 53514437626 | 0
155548 | Switch "282" EMB | EA | 24.5 | 53514488048 | 0
155550 | Switch "72/76/211" EMB | EA | 24.5 | 53514476885 | 0
155581 | Float Switch Hardware Asm "202" | EA | 41 | 53514479268 | 0
155599 | Cordage Term&Seal/230V/1Ph/12Ga/1Ph/Na/ | EA | 530.5 | 53514437435 | 0
155648 | Cord Term&Seal 115V/25'/16-3 SJOW/Auto | EA | 85.5 | 53514439514 | 0
155652 | Pump,DC-12V "508"/9'Cd/W-Connector/Servi | EA | 393.5 | 53514442569 | 7.25
155653 | Switch,Asm Vertical Reed/Compact/W-Conne | EA | 55.5 | 53514442576 | 0
155654 | Switch,Asm Mech-Vert Master/W-Connector/ | EA | 132.5 | 53514442583 | 0
155656 | Receptacle, Quick Change/Female 3-Pi | EA | 202.5 | 53514463359 | 0
155691 | Cover-Mach/OEM/Non-Auto "1130/1260" | EA | 43.5 | 53514447281 | 4.5
155694 | Cover & Cordage/230V/1P/14Ga/15A/100'/Gl | EA | 679 | 53514480257 | 18
155705 | Cover & Handle Asm-Nonauto/25'Cd/115V/" | EA | 284 | 53514440398 | 6
155715 | Fitting,PVC-1"/90D Street Elbow/FPTxMPT/ | EA | 9 | 53514477653 | 0
155716 | Fitting,PVC-1.5"/Adapter/MPTxSlip/Black | EA | 9.5 | 53514463298 | 0
155721 | Bracket,Float Valve/Metal "Md 540" | EA | 9 | 53514463311 | 0
155723 | Seal,Shaft-Asm .75"/Type 6A/Sc-C/Buna-N | EA | 249 | 53514452704 | 0
155741 | Housing,Pump-Mach/Scr in Str/DS "4140" | EA | 276.5 | 53514504779 | 0
155766 | Carton,"1264" | EA | 12 | 53514490454 | 1.585
155781 | Case & Gasket/Automatic "130/260 Series" | EA | 56.5 | 53514454906 | 2
155782 | Capacitor & Screw/20uF/250V "130/260 Ser | EA | 29 | 53514451691 | 0
155783 | Wire Pkg/2 wires "130/260 Series" Scr in | EA | 8.5 | 53514454913 | 0.5
155784 | Seal,Cord-Asm "130/260 Series" Scr In St | EA | 7 | 53514454920 | 0.5
155785 | Cord Term&Seal 115V/15'/18-3 SJOW/NA "13 | EA | 45 | 53514459451 | 0
155786 | Housing,Mtr-& Term Asm "130/260 Series" | EA | 83 | 53514454937 | 5
155787 | Stator W-Screws 115V/1Ph "130/260 Series | EA | 140 | 53514454944 | 5
155788 | Rotor Asm 115/230V "130/260 Series" Scr | EA | 49.5 | 53514454951 | 5
155789 | Rebuild Kit "130/260 Series" Scr in str | EA | 160 | 53514444709 | 5
155791 | Rebuild Kit "6267" (See notes) | EA | 119.5 | 53514444716 | 0
155799 | Fitting,PVC/Reducer bushing/1"MPTx.75 FP | EA | 7.5 | 53514463304 | 0
155810 | 508 Propak Discharge/(Valve Loose) (Serv | EA | 62 | 53514444860 | 3
155862 | Case&Switch-Asm "1052" | EA | 121.5 | 53514475598 | 0
155873 | Cover & Cords/64HD/25'/2 Ga Cd/18 Ga Se | EA | 9512 | 53514448585 | 25
155876 | Float,Polypropylene Molded/Solid "160-29 | EA | 10.5 | 53514455675 | 0
155894 | Hardware Pak, "508" Aquanot Fit DC Syste | EA | 101 | 53514449520 | 0
155904 | Fitting,Pvc .75" Plug/Sch 40 | EA | 5.5 | 53514483968 | 0
155905 | Plug,Pipe 1-1/4" NPT/304SS | EA | 33 | 53514484156 | 0.21
155916 | Hardware Pak, "508" ProPak Systems "Aqua | EA | 15.5 | 53514449940 | 0
155917 | Disc,Cutter-S.S./140 Grinder/Round Holes | EA | 765.5 | 53514475130 | 4.3
155921 | Hardware Pak, "508" Aquanot Spin DC Syst | EA | 51.5 | 53514451493 | 0
155942 | Cover, S-15.75" Dia/SS/.25"Thk/1 Cd Hole | EA | 492.5 | 53514468378 | 25
155961 | Stator W-Screws 230V/1Ph "130/260 Series | EA | 257.5 | 53514455484 | 0
155964 | Diaphragm,Blower Alita/AL-250E/DRK 250/K | EA | 515.5 | 53514450885 | 0
155978 | Controller,DC Asm/508 Aquanot Spin/Servi | EA | 469 | 53514451516 | 0
155993 | Cover & Cord asm/White/8'Lg/"Y" Splice | EA | 269 | 53514454876 | 1
156059 | Kit,Diaphragm Valve/Model 540 | EA | 124 | 53514452872 | 0
156077 | Kit,Float/Model 540 | EA | 166.5 | 53514452889 | 0
156078 | Kit,Lag Bolts & Washers/Model 540 | EA | 36.5 | 53514452896 | 0
156131 | Hardware Pak "540" | EA | 12 | 53514454463 | 0.02
156147 | Cord Term&Seal 115V/ 25'/18-3 SJOW/15A L | EA | 58 | 53514454807 | 2
156148 | Carbon,Replacement carbon for 3" and 4" | EA | 54.5 | 53514455040 | 0
156149 | Cover & Cordage 3Ph/14Ga/50'/Gland | EA | 578 | 53514454630 | 21
156158 | Cover & Cordage 3Ph/14Ga/Lifting Bracket | EA | 417.5 | 53514455071 | 15.8
156159 | Cord Term&Seal 3Ph/25'/14Ga/Na/Gland | EA | 225 | 53514455064 | 3.6
156173 | Base-Plastic, "98" | EA | 10 | 53514473518 | 0.464
156176 | Bracket, Upper Guide-Mach/3/8-16 Threade | EA | 68.5 | 53514457969 | 3.25
156193 | Nipple,Pipe 1.25" NPT X 1.625-12Un X 10. | EA | 150.5 | 53514476861 | 0
156212 | Kit,Gasket & Screw/Rectangular EQD/PCG | EA | 77.5 | 53514457525 | 2
156272 | Seal,Cord Blank for S-18" Dia PSF Cover | EA | 5.5 | 53514494551 | 0
156275 | Cord Term&Seal 200-208V/15'/16-3 SJOW/Na | EA | 81 | 53514460686 | 5
156324 | Cord Term&Seal 200-208V/25'/16-3 SJOW-A/ | EA | 89.5 | 53514462291 | 5
156343 | Tubing,Polyurethane-Cut 15 FT | EA | 14 | 53514474843 | 0
156347 | Rebuild Kit "130/260" W/O Oil (See Notes | EA | 111 | 53514463472 | 4
156350 | Gasket,Seal Cap/4" Buna/(For 6030-0203) | EA | 60 | 53514463533 | 0.1
156358 | Fitting,Elbow Adapter-Water Powered Pump | EA | 6 | 53514471507 | 0.2
156362 | Rebuild Kit 115V/"372" | EA | 192 | 53514464752 | 0
156363 | Rebuild Kit 230V/"372" | EA | 263.5 | 53514464769 | 0
156364 | Rebuild Kit 115V/"373" | EA | 188.5 | 53514464776 | 0
156365 | Rebuild Kit 230V/"373" | EA | 260.5 | 53514464783 | 0
156369 | Transformer,200/230/460V/To 120V/250Va/ | EA | 686.5 | 53514464172 | 0.05
156370 | Fuse,2Amp Class CC For P/N 156369 Transf | EA | 93 | 53514464189 | 0.02
156371 | Board,Plc-Circuit/Rhombus Control Panel | EA | 1304.5 | 53514464196 | 0.5
156385 | Rebuild Kit 220V/"152" | EA | 135.5 | 53514464738 | 0
156387 | Rebuild Kit 220V/"373" | EA | 147 | 53514464790 | 0
156389 | Rebuild Kit 220V/"372" | EA | 327 | 53514464806 | 0
156416 | Cover & Cord 50'Cd/200/230V/1Ph/"7012/70 | EA | 832.5 | 53514473594 | 15.7
156426 | Pipe,Pvc 2" X 15.125" Sch 80 | EA | 11.5 | 53514501082 | 0
156428 | Relay,Intrinsically Safe/102-132VAC/10-1 | EA | 1347.5 | 53514472856 | 0
156429 | Carton,Drain Basin Pump/Korean/50 Series | EA | 14 | 53514497422 | 0
156442 | Cord Term&Seal 230V/25'/16-3 SJOW/Auto&N | EA | 95.5 | 53514473501 | 2
156451 | Cord Term&Seal 100'/RWD PC Grinder | EA | 954 | 53514473945 | 12
156475 | Rebuild Kit,Wet End/PC Grinder "7020"/( | EA | 882 | 53514474416 | 0
156476 | Rebuild Kit,Wet End/PC Grinder "7021"/( | EA | 885 | 53514474423 | 0
156477 | Kit,Capacitor Replacement/PC Grinder "E7 | EA | 59.5 | 53514474430 | 0
156478 | Kit,Capacitor Replacement/PC Grinder "RE | EA | 123 | 53514474447 | 0
156479 | Kit,Capacitor Replacement/PC Grinder "RW | EA | 420.5 | 53514474454 | 0
156480 | Kit,Capacitor Replacement/PC Grinder "E, | EA | 64 | 53514474478 | 0
156481 | Kit,Capacitor Replacement/PC Grinder "RE | EA | 127 | 53514474485 | 0
156482 | Kit,Capacitor Replacement/PC Grinder "RW | EA | 425.5 | 53514474492 | 0
156502 | Cordage Term&Seal/14Ga/1Ph/Na/100'/Gland | EA | 464 | 53514474713 | 0
156508 | Chamber,Block and Filter/Duo80 Blower | EA | 332.5 | 53514483753 | 0
156520 | Cord Term&Seal 115V/35'/16-3 SJOW/Auto | EA | 131.5 | 53514475666 | 0
156524 | Ring,Set 2" Battery Disc Kleen/140 Mesh- | EA | 538.5 | 53514476113 | 0
156525 | Solenoid,Coil/2" Series 350 Backflush Va | EA | 245 | 53514476120 | 0
156528 | Warranty,2 Year .5Hp Thru 1.5Hp Eff Turb | EA | 299.5 | 53514476267 | 0.001
156529 | Warranty,2 Year 2Hp Thru 3Hp Eff Turb | EA | 598.5 | 53514476281 | 0.001
156590 | Rebuild Kit,Dbl Sl/1&3Ph/W & W-O Ms/4160 | EA | 239 | 53514477639 | 8
156604 | Impeller-Mach DI 8.375"/180 Fr Grinder/N | EA | 820.5 | 53514501877 | 0
156639 | Seal,Pipe-6" SDR 35 (For 7"Hole) | EA | 146 | 53514479220 | 1
156695 | Impeller-Mach DI/10.000" Dia/250Fr/Vtx | EA | 1717 | 53514501884 | 0
156735 | Cord Term & Seal 35'/115V/Non-Auto/ "130 | EA | 126 | 53514465070 | 0
156775 | Rebuild Kit "140/145/270" Scr in Str Des | EA | 119.5 | 53514470906 | 6
156776 | Rebuild Kit "4140/4145/4270" Scr in Str | EA | 161.5 | 53514470890 | 6
156777 | Rotor & Brg Asm/115/230V/1Ph/"140/270" Z | EA | 98.5 | 53514497538 | 0
156778 | Seal,Cord-Asm "140/270 Series" Scr in St | EA | 10 | 53514474553 | 0
156790 | Pump,King 12VDC "507"/9'Cd/W-Connector/G | EA | 188.5 | 53514498122 | 3
156797 | Tool,Pin Removal & Installation/PCG | EA | 2666.5 | 53514466978 | 0.5
156807 | Capacitor,Asm-30Uf 250V/Scr in Str/"140/ | EA | 28 | 53514471576 | 0
156808 | Stator W-Screws 115V/1Ph "140/270 Series | EA | 284.5 | 53514497521 | 0
156810 | Hardware Pak,Basement Sentry DC Systems | EA | 112.5 | 53514467081 | 0
156811 | Housing,Mtr Asm "140/270" | EA | 87.5 | 53514497545 | 0
156812 | Stator W-Screws 230V/1Ph "140/270 Series | EA | 299.5 | 53514497552 | 0
156813 | Adapter Asm/Scr in Str "4140/4270" | EA | 137 | 53514497569 | 0
156814 | Rotor & Brg Asm/115/230V/1Ph/Scr in Str | EA | 110.5 | 53514497576 | 0
156878 | Tool,Pin Pusher/PCG | EA | 2663.5 | 53514497187 | 0.01
156890 | Cover & Cord 35'Cd/200/230/460V/3Ph/Grin | EA | 675 | 53514466947 | 19.9
156893 | Seal,Cord W/Sensors-Polyflex Pvc 140 Fra | EA | 14 | 53514467074 | 0.1
156925 | Cord Term & Seal 115V/6'/16-3 SJOW Or SJ | EA | 35 | 53514467746 | 1
156930 | Housing,Pump-Mach/Horz Disch/ "818-820/7 | EA | 247 | 53514498863 | 9.9
156952 | Capacitor & Screw/20uF/300V "130/260" Sc | EA | 18.5 | 53514480301 | 0
156955 | Rotor Asm 115/200-208/230V/Scr In Str/ZM | EA | 42.5 | 53514474577 | 0
156996 | Base-Mach/Non Core Inlet/ "140" | EA | 48 | 53514489700 | 0
157030 | Cap,Asm - Observation/PSF Cover/Insp. | EA | 19 | 53514491208 | 0
157086 | Cover,Crawl Space/Injection Molded | EA | 20.5 | 53514482794 | 0.916
157087 | Basin,Crawl Space/Injection Molded | EA | 46.5 | 53514482787 | 3.2
157091 | Bulb,Light For Seal Fail Beacon/Rhombus | EA | 20 | 53514469818 | 0.02
157098 | Seal,Rubber/PSF Cover | EA | 38.5 | 53514498184 | 0
157138 | Cord Term&Seal 230V/75'/16-3 SOW/15A Plu | EA | 343 | 53514470418 | 6
157163 | Label, 540 Flex "Adaptable" 2.5"W x 1.75 | EA | 0.5 | 53514483951 | 0
157168 | Switch,Slide Assembly For Diaphram/HiBlo | EA | 149 | 53514471989 | 0.01
157175 | Cover & Cords/64HD/50'/2 Ga Cd/18 Ga Se | EA | 11602.5 | 53514472016 | 25
157197 | Seal,Cord 2 - Hole W/cut for S-18" Dia P | EA | 5.5 | 53514494520 | 0
157231 | Cover & Cord 115V/1Ph/25’/ “282/4282” | EA | 311.5 | 53514479862 | 11.9
157338 | Kit,Switch Flts-Term&Seal Replacement/Y- | EA | 310.5 | 53514481605 | 0
157339 | Kit,Cord-Term&Seal Replacement/PC Grinde | EA | 149 | 53514481612 | 0
157340 | Kit,Cord-Term&Seal Replacement/PC Grinde | EA | 97.5 | 53514481629 | 0
157341 | Kit,Cord-Term&Seal Replacement/PC Grinde | EA | 311.5 | 53514481636 | 0
157384 | Kit,Plumbing Replacement/LPS System | EA | 1688 | 53514483371 | 0
157387 | Controller,DC Asm/507 Aquanot Key/Servic | EA | 470 | 53514484200 | 0
157388 | Aquanot Key/Power Supply/15Vdc/1.6A/cULu | EA | 33.5 | 53514497095 | 10
157424 | Nipple,Pipe 3" X 6"/S.S. | EA | 251 | 53514492045 | 0.5
157449 | Relay,Starter/245-275V/35A/60Hz/Quick Co | EA | 130 | 53514485894 | 0
157455 | Plate,Insp-7"/Blank Steel (Topps PN IN00 | EA | 185 | 53514486204 | 0
157468 | Cover & Cord 200-208V/1Ph/12Ga/20A/35'/ | EA | 514 | 53514486693 | 15
157470 | Cord Term&Seal 230V/50'/16-3 SJOW/Na/1P | EA | 270.5 | 53514487157 | 3.5
157478 | Cord Term&Seal 200V/1Ph/35'/12Ga/Na/Glan | EA | 295.5 | 53514487409 | 5.4
157479 | Cover & Cord 200V/1Ph/12Ga/35'/Gland/(40 | EA | 507.5 | 53514487416 | 16.2
157480 | Cover & Cordage 3Ph/50’/16-4/Brass Gland | EA | 514 | 53514487423 | 14.8
157487 | Hose,Disch/1.25"Fitting X 105"Flex Rubbe | EA | 335 | 53514494698 | 13
157499 | Cover & Cordage 3Ph/14Ga/100'/Gland | EA | 881.5 | 53514487973 | 23
157510 | Circuit Board,Control/Rhombus P/N 101061 | EA | 556.5 | 53514488680 | 1
157577 | Hardware Pak/OEM/Sw & Brkt/(PF/QJ)/Poly/ | EA | 65.5 | 53514490171 | 0.5
157580 | Cover & Cordage 3Ph/100'Cd/14-8/Ex Pr/Pi | EA | 1642 | 53514490256 | 22.5
157582 | Cord Term&Seal 230V/12'/14-3 SOW-Yellow/ | EA | 468 | 53514490478 | 2.5
157598 | Case Switch & Cord/50'Cd/1Ph/12-5/Auto | EA | 1137.5 | 53514491352 | 26
157600 | Cover & Cordage/230V/1P/14Ga/15A/75'/Gla | EA | 584.5 | 53514491703 | 18
157613 | Breaker,Circuit QC 25 AMP/2P 1" Width | EA | 135 | 53514500368 | 0
157686 | Cover & Cordage/230V/1Ph/14Ga/15A/NA/50' | EA | 489.5 | 53514493387 | 15
157709 | Case Switch & 50'Cord/1Ph/14-5/Auto/282/ | EA | 1161 | 53514494117 | 26
157738 | Cover & Cordage 200V/1Ph/35' | EA | 405 | 53514495022 | 13
157742 | Bracket,Pipe Support & Hdwe/SS/803-807 | EA | 22 | 53514496371 | 0
157777 | Cord Term&Seal 230V/15'/16-3 SJOW/Auto&N | EA | 87 | 53514495152 | 1.7
157839 | Fuse,0.5A Class CC/SJE 1059024 | EA | 80.5 | 53514496609 | 0
157896 | Sealer,Loctite-222-0.5mL Tube/Pink | EA | 16 | 53514503734 | 0
157897 | Sealer,Loctite-262-0.5mL Tube/Red | EA | 19.5 | 53514503741 | 0
157927 | Switch,Asm Mech-Vert Master/W-Connector/ | EA | 114 | 53514501013 | 0
157929 | Cord Term&Seal 50'/RWY/PC Grinder/Rd EQD | EA | 878 | 53514500948 | 5
157940 | Relay,Smart Switch/EHSM Basic w-Door Kit | EA | 1270.5 | 53514501846 | 0.2
157959 | Rotor Asm 115V/230V/1Ph "803/805/807" | EA | 113 | 53514503284 | 0
157960 | Rotor & Stator Asm 115V/1PH "803/805/807 | EA | 585.5 | 53514503291 | 0
158022 | Case Switch & Cord 50'Cd//1Ph/14-5/Auto/ | EA | 1174.5 | 53514504236 | 26
158027 | Circuit Board,Control/Rhombus P/N 105497 | EA | 584 | 53514504731 | 1
177001 | Shim Set For 147-4 & 149-4 | EA | 42 | 53514016166 | 0.1
217012 | Housing,Pump-Mach | EA | 195.5 | 53514016517 | 17.8
217016 | Flange-Mach 2"NPT | EA | 40.5 | 53514016531 | 4.3
217018 | Gasket,FLG | EA | 6 | 53514016548 | 0.01
217043 | Cord Term&Seal 230V/10'/16-3 SOW-A | EA | 57 | 53514016630 | 1.1
217044 | Cord&Term 115V/20'/14-3 SOW-A/"217/227/2 | EA | 134.5 | 53514016647 | 3.7
217045 | Cord&Term 230V/20'/14-3 SOW-A/"217" | EA | 124 | 53514016654 | 3.7
217049 | Cord Term&Seal 115V/10'/16-3 SJOW-A | EA | 39.5 | 53514016678 | 1.1
217060 | Bearing,Thrust-Asm/2" Thk Races | EA | 14 | 53514016692 | 1
217069 | Handle, "160/180/280/290" | EA | 3 | 53514016739 | 0.115
217075 | Rod Asm,Flt | EA | 35 | 53514016777 | 0.1
217080 | Float | EA | 7 | 53514016814 | 0.5
217088 | Relay Asm 115V | EA | 80 | 53514016869 | 0.2
217094 | Dielectric Paper | EA | 4.5 | 53514016913 | 0.01
217125 | Cordage Term&Seal/10'/16-4 SOW-A/3Ph/Pow | EA | 74.5 | 53514017019 | 1.3
217210 | Bolt,Thru G1 "277/297" | EA | 1 | 53514017064 | 0
217211 | Bolt,Thru G5 "277/297" | EA | 1 | 53514017071 | 0
227011 | Impeller "227,287" | EA | 35 | 53514017095 | 3
227052 | Cord Term&Seal 115V/10'/16-3 SOW-A | EA | 49 | 53514017118 | 1.8
227102 | Stator 115V/1Ph/3/4Hp G5 | EA | 312.5 | 53514017163 | 0
267006 | Seal,Mtr Hsg | EA | 4 | 53514017927 | 0.01
267007 | Gasket,Case/Cover "130/260" | EA | 3 | 53514017934 | 0.01
267008 | Guard, "130/260" | EA | 7.5 | 53514017941 | 0.405
267014 | Wire Pkg (2)Wires | EA | 6 | 53514017958 | 0.01
267027 | Seal Asm,Shaft-Blister Pak | EA | 18.5 | 53514018009 | 0.02
267028 | Seal,Shaft Carbon/StationaryJohn Crane | EA | 5 | 53514170868 | 0.01
267032 | Handle, "130/260" | EA | 3.5 | 53514018016 | 0.15
267033 | Cord Term&Seal 115V/10'/16-3 SJOW-A | EA | 39.5 | 53514018023 | 1.1
267034 | Cord Term&Seal 230V/10'/16-3 SOW-A/Auto/ | EA | 57 | 53514018030 | 1.1
267051 | Cover & Handle Asm/Nonauto | EA | 66.5 | 53514018047 | 5
267052 | Cover & Gasket/Na | EA | 53 | 53514018054 | 4.4
267053 | Retainer,Hdl-Na "130/140/260/270" | EA | 5.5 | 53514018061 | 0.05
267056 | Oil,Dielectric (25 Oz) | EA | 41.5 | 53514018078 | 1.53
267058 | Wire Pkg(3)Wires | EA | 10.5 | 53514018085 | 0.01
267060 | Carton Asm "260" | EA | 14.5 | 53514018108 | 2
267061 | Carton,"260" | EA | 9 | 53514136659 | 1.743
267062 | Pad,Top D Cut "130/260/270" | EA | 2 | 53514496128 | 0.194
267063 | Pack,Build Up Top Pad "266/267/270" | EA | 2 | 53514496135 | 0.162
10-0001 | Kit,Long Cycle | EA | 130 | 53514011734 | 2
10-0032 | Switch,Mech Flt/SPB/115V/15'Cd/15Amp/.75Hp | EA | 133 | 53514011864 | 1.75
10-0033 | Switch,Mech Flt/SPB/230V/15'Cd/15Amp/2Hp | EA | 190 | 53514011871 | 1.75
10-0034 | Switch,Mech Flt/SPB/115V/15'Cd/13Amp/.5Hp/N.O. | EA | 81 | 53514011888 | 1.75
10-0035 | Switch,Mech Flt/SPB/230V/15'Cd/13Amp/1Hp | EA | 130 | 53514011895 | 1.75
10-0036 | Rod,Xtr Lgth-2.5'Lg Per Pc | EA | 130 | 53514011901 | 1
10-0037 | Switch,Mech Flt/SPB/115V/15'Cd/13Amp/.5Hp/N.C. | EA | 106 | 53514011918 | 1.75
10-0055 | Switch,Mech Flt/SPB/115V/10'Cd/13Amp/.5Hp/N.O. | EA | 72 | 53514012076 | 1.5
10-0062 | Switch,Mech Flt/SPB/230V/15'Cd/13Amp/1Hp/N.C. | EA | 125 | 53514012144 | 1.75
10-0063 | Switch,Mech Flt/SPB/115V/20'Cd/13Amp/.5Hp | EA | 104 | 53514012151 | 2
10-0064 | Switch,Mech Flt/SPB/115V/15'Cd/15Amp/.75Hp/N.C. | EA | 180 | 53514012168 | 1.75
10-0065 | Switch,Mech Flt/SPB/115V/10'Cd/13Amp/.5Hp/N.C. | EA | 88 | 53514012175 | 1.5
10-0082 | Switch,Mech Flt/SPB/230V/50'Cd/15Amp/2Hp | EA | 320 | 53514025854 | 1.75
10-0253 | Bracket,Fs Asm (4 Flt) | EA | 140 | 53514038700 | 9
10-0311 | Switch,Mech Flt/SPB/230V/25'Cd/13Amp/1Hp | EA | 140 | 53514042509 | 3.25
10-0329 | Switch Asm,Mechanical Float-(3)Floats & Brackets | EA | 650 | 53514045913 | 10.5
10-0330 | Switch Asm,Mechanical Float-(4)Floats&Brackets | EA | 850 | 53514045920 | 14
10-0331 | J-Box Sim/3 Flt/Nema 4X/"Grinder" | EA | 750 | 53514047153 | 2.5
10-0332 | J-Box Dup/3 Flt/Nema 4X/"Grinder" | EA | 1170 | 53514047160 | 2.5
10-0347 | Switch Asm,Mechanical Float-(3) Flt W/O Brackets | EA | 450 | 53514045937 | 9.5
10-0348 | Switch Asm,Mechanical Float-(4)Flt W/O Brackets | EA | 590 | 53514045944 | 13
10-0379 | Kit,Starter Box 200/230/1Ph "Grinder" | EA | 1150 | 53514047252 | 7
10-0380 | Kit,Starter 200/230V/1Ph"Grinder"(Relay & Caps.) | EA | 180 | 53514047269 | 2
10-0381 | Kit,Suspending-Pump "Grinder"(Myers) | EA | 180 | 53514047276 | 3
10-0421 | J-Box Dup/4 Flt/Nema 4X/"840/7011" | EA | 1120 | 53514049058 | 5.82
10-0438 | Bracket,Fs/Cable Asm SS(6 Hk) | EA | 212 | 53514054342 | 2
10-0458 | Kit,Starter Model 6220 | EA | 440 | 53514054885 | 2
10-0459 | Kit,Starter Model 6221 | EA | 450 | 53514054830 | 2
10-0522 | J-Box WM51/WM142 (170System) | EA | 390 | 53514058807 | 2
10-0559 | Switch,Mech Flt/SPB/230V/20'Cd/15Amp/2Hp | EA | 200 | 53514066253 | 2
10-0567 | Qwik Box,Outdoor/230V/Piggyback Float | EA | 880 | 53514061661 | 5
10-0568 | Qwik Box,Outdoor/115V/Alarm/Piggyback Float | EA | 1190 | 53514061678 | 9
10-0569 | Qwik Box,Outdoor/230V/Alarm/Piggyback Float | EA | 1230 | 53514061685 | 9
10-0579 | Qwik Box,Outdoor/115V/Sealing Acces. | EA | 720 | 53514062019 | 3
10-0580 | Qwik Box,Outdoor/230V/Sealing Acces. | EA | 740 | 53514062026 | 3
10-0592 | Qwik Box,Outdoor/115V/Alarm | EA | 1080 | 53514063450 | 7
10-0593 | Qwik Box,Outdoor/230V/Alarm | EA | 1110 | 53514063467 | 7
10-0647 | J-Box Sim/3 Flt/Nema 4X/"820" | EA | 860 | 53514072292 | 2.5
10-0648 | J-Box Dup/3 Flt/Nema 4X/2(.31-.75)3(.236-.472)Sl | EA | 950 | 53514072308 | 2.5
10-0649 | J-Box Dup/4 Flt/Nema 4X/2(.31-.75)4(.236-.472)Sl | EA | 910 | 53514072315 | 2.5
10-0656 | Kit,Float Rod Extension-1'/Hi-Temp | EA | 45 | 53514072827 | 2
10-0661 | Weight Asm,Float/(1) Weight & Bracket | EA | 160 | 53514076016 | 2
10-0689 | Weight Asm,(1) Weight Only/(Flt Switch) | EA | 42 | 53514077303 | 2
10-0705 | Switch,Mech Flt/SPB/115V/20'Cd/15Amp/.75Hp | EA | 190 | 53514082406 | 2
10-0706 | Switch,Mech Flt/SPB/230V/20'Cd/13Amp/1Hp | EA | 109 | 53514082413 | 2
10-0743 | Switch,Mech Flt/125/250V/5A/15'Cd/Wo Plug | EA | 84 | 53514088231 | 2
10-0744 | Switch,Mech Flt/125/250V/20'Cd/Wo Plug | EA | 70 | 53514088248 | 2
10-0748 | Switch,Mech Flt-25'Lg Cd/Cut& Strip/20A/115-230V | EA | 310 | 53514092634 | 3
10-0761 | Battery,Wet MF 12Vdc "Aquanot" (31DTSDC) | EA | 416 | 53514090173 | 69
10-0763 | Alarm,Flood Alert 4.5Vdc"Aquanot"/Zco | EA | 42 | 53514090197 | 0.25
10-0764 | Box,Battery Asm (Group 27 Battery) | EA | 45 | 53514090203 | 2
10-0770 | J-Box W-O Holes/W-2 Uf Cord Seals & 3 Klein Cord Seals | EA | 240 | 53514090357 | 1
10-0772 | Charger,28A Model 585 "Aquanot II" | EA | 650 | 53514090340 | 7
10-0776 | J-Box,W-O Hls/.75"Cond/2 Flt & 1 Pump CdSeals | EA | 190 | 53514091736 | 2
10-0777 | J-Box,W-O Hls/.75"Cond/3 Flt & 1 Pump CdSeal | EA | 200 | 53514091750 | 2
10-0778 | J-Box,W-O Hls/.75"Cond/4 Flt & 1 Pump CdSeals | EA | 210 | 53514091767 | 2
10-0786 | Kit,Extension Crawl Space "Zco" | EA | 570 | 53514094195 | 10
10-0787 | Fitting,Galv Anti-Siphon Device 1.25"NPT | EA | 350 | 53514093617 | 10
10-0789 | Bracket,Lifting S/S (Bigsewage) | EA | 27 | 53514093143 | 1
10-0804 | Alternator,Residential/115V/12A | EA | 784 | 53514104078 | 5
10-0914 | Kit,Starter Models 611/621/Supco Before 10-1-07 | EA | 240 | 53514108403 | 2
10-0915 | Kit,Starter Models 631/641 | EA | 340 | 53514108410 | 2
10-0917 | Kit,Starter Models 6122/6123 | EA | 340 | 53514108434 | 2
10-0918 | Kit,Starter Models 6111 | EA | 330 | 53514108441 | 2
10-0985 | J-Box Sim/3-Flt/4X/61Hd & 71 Series Grinder/12Ga Cd | EA | 700 | 53514114329 | 3
10-0986 | J-Box Dup/3-4 Flt/4X/W-Sen/61Hd-71Sers Grinder 12Ga | EA | 1080 | 53514114312 | 3
10-0987 | J-Box Sim/3 Flt/4X/61Hd & 71 Series/Grinder/8Ga Cd | EA | 780 | 53514114305 | 3
10-0988 | J-Box Dup/3-4 Flt/4X/W-Sen/61Hd-71 Sers Grinder/8Ga | EA | 1120 | 53514114299 | 3
1010-0117 | Hose,Discharge Kit 1.25D X24'L | EA | 20 | 53514035730 | 2.875
10-1011 | Kit,Starter Model 7111 | EA | 330 | 53514117702 | 2
10-1015 | J-Box,Dup/4X/3-4 Flt W-Osen/61Hd/12Ga Cd | EA | 1130 | 53514120382 | 1
10-1016 | J-Box Dup/3-4 Flt/W-O Sen/61Hd/Grnd/8Ga | EA | 1170 | 53514120399 | 1
10-1030 | J-Box W-O Holes/WM51/WM142(170 System) | EA | 170 | 53514119546 | 2
10-1050 | Float Tree,Asm-2 Float Application | EA | 170 | 53514120771 | 2
10-1051 | Float Tree,Asm-3 Float Application | EA | 200 | 53514120573 | 2
10-1052 | Float Tree,Asm-4 Float Application | EA | 220 | 53514120788 | 2
10-1195 | Kit,J-Box Asm/E-One Grinder | EA | 520 | 53514124762 | 1
10-1196 | Kit,Discharge Asm/E-One Grinder | EA | 500 | 53514124779 | 2
10-1305 | Flange Pkg Asm 2"NPT | EA | 75 | 53514128593 | 3
10-1306 | Flange Pkg Asm 3"NPT | EA | 75 | 53514128609 | 3
10-1359 | Qwik Box W-Alarm/120/Indoor/Filter Sys/W/91104-0001 | EA | 1360 | 53514134327 | 7
10-1366 | Weight Asm,Float/(3) Weights & Brackets | EA | 340 | 53514134938 | 6.5
10-1367 | Weight Asm,Float/(4) Weights & Brackets | EA | 430 | 53514134945 | 8.5
10-1398 | J-Box,4X4X4/.75"Hub/(4) Sm Cd Seals/(1)Plug | EA | 240 | 53514139490 | 1.5
10-1399 | J-Box,4X4X4/1.5"H/(4)Sm Cd Seals/(1) Sm Plug/Pvc | EA | 250 | 53514139506 | 1.5
10-1401 | J-Box,6X6X4/1"Hub/(5)Sm Cd Seals/(1)Plug | EA | 290 | 53514139520 | 4.25
10-1402 | J-Box,6X6X4/1.5"H/(4) Sm Cd Seals/(1) Plug/Pvc | EA | 260 | 53514139537 | 3
10-1403 | J-Box,6X6X4/2"Hub/(5)Sm Cd Seals(1)Plug | EA | 300 | 53514139544 | 3
10-1404 | J-Box,6X6X4/1.5"H/(3)Sm&(1)Lrg Cd Sl/Sm Plug/Pvc | EA | 270 | 53514139551 | 3
10-1405 | J-Box,6X6X4/2"Hub/(4)Sm&(2)Lrg Cd Sls/SmPlug/Pvc | EA | 330 | 53514139568 | 3
10-1433 | Kit,Starter Model/E6124 | EA | 330 | 53514140809 | 2
10-1434 | Kit,Starter Model/E651 | EA | 330 | 53514140816 | 2
10-1450 | Battery,AGM 12Vdc "Aquanot" (12CE100) | EA | 574 | 53514141141 | 66
10-1456 | Float Tree,Asm | EA | 178 | 53514142636 | 3
10-1457 | Float Tree,Asm/W-3 Floats | EA | 470 | 53514142650 | 9
10-1458 | Float Tree,Asm/W-4 Floats | EA | 710 | 53514142667 | 11
10-1461 | Vent,Tank 2"/Steel | EA | 87 | 53514142964 | 1.5
10-1462 | Vent,Tank 3"/Steel | EA | 210 | 53514142971 | 3.5
10-1463 | Vent,Tank 4"/Steel | EA | 250 | 53514142988 | 8
10-1464 | Vent,Tank 6"/Steel | EA | 300 | 53514142995 | 12.5
10-1526 | Alarm System,Oil Smart W/Lights & Dry Contacts/20'Cd | EA | 1349 | 53514153526 | 4.5
10-1528 | Switch,Oil Smart Pump/20 Ft Cord | EA | 1371 | 53514153540 | 6
10-1672 | Rod,Float-Asm/2 Flt Highhead Step System | EA | 150 | 53514161088 | 4
10-1673 | Rod,Float-Asm/3 Flt Highhead Step System | EA | 180 | 53514161101 | 4
10-1674 | Rod,Float-Asm/4 Flt Highhead Step System | EA | 210 | 53514161118 | 4
10-1675 | A-Pak 240V/1Ph/15' Mfs/Indoor-Outdoor | EA | 520 | 53514160302 | 5
10-1710 | J-Box,6X6X4/2"Hub/(6)Sm Cd Sls/Sm Plug | EA | 320 | 53514162894 | 3
10-1726 | Rod,Float-Asm/5 Flt Highhead Step System | EA | 210 | 53514163839 | 4.5
10-1727 | Switch,Oil Smart/20 Ft Cord/120V/60Hz/W-O Plugs | EA | 1710 | 53514183073 | 5
10-1741 | Rod,Float-Asm/3 Flt 84" High Head Step System | EA | 160 | 53514164287 | 4
10-1746 | Rod,Float-Asm/3 Flt/96" Hi Hd Step System | EA | 170 | 53514164461 | 4
10-1753 | Vent,Cap 2"MPT With Polyscreen | EA | 55 | 53514164713 | 1
10-1793 | Rod,Float-Asm/4 Flt 96" Hi Hd Step System | EA | 190 | 53514170172 | 4
10-1877 | Switch,Mech Flt/125/250V/5A/25'Cd/Wo Plug | EA | 79 | 53514177706 | 2
10-1878 | Switch,Mech Flt/125/250V/5A/35'Cd/Wo Plug | EA | 98 | 53514177713 | 3
10-1879 | Switch,Mech Flt/125/250V/5A/50'Cd/Wo Plug | EA | 120 | 53514177720 | 4
10-1880 | Switch,Mech Flt/125/250V/5A/15'Cd/Wo Plg/Extl Wt | EA | 107 | 53514177737 | 3
10-1881 | Switch,Mech Flt/125/250V/5A/25'Cd/Wo Plg/Extl Wt | EA | 99 | 53514177744 | 4
10-1882 | Switch,Mech Flt/125/250V/5A/35'Cd/Wo Plg/Extl Wt | EA | 160 | 53514177751 | 5
10-1883 | Switch,Mech Flt/125/250V/5A/50'Cd/Wo Plg/Extl Wt | EA | 136 | 53514177775 | 6
10-1886 | Float Tree,Asm W-3 Mech Floats | EA | 570 | 53514177799 | 9
10-1887 | Float Tree,Asm W-4 Mech Floats | EA | 650 | 53514177812 | 11
10-1932 | Rod,Float-Asm/2 Flt/72" HH Step System | EA | 120 | 53514180423 | 3
10-1933 | Rod,Float-Asm/2 Flt/96"/HH Step System | EA | 150 | 53514180430 | 4
10-1956 | Switch,Mech Flt/SPB/230V/35'Cd/13Amp/1Hp | EA | 190 | 53514182601 | 2
10-1964 | Switch,Mech/DPB/115V/15'Cd/15A/N.O. | EA | 330 | 53514183448 | 3.41
10-1965 | Switch,Mech/DPB/230V/15'Cd/15A/N.O. | EA | 350 | 53514183455 | 3.48
10-2014 | Fitting,PVC 1.25" Anti-Siphon Device/Sch 80 | EA | 330 | 53514185732 | 3
10-2038 | Kit,Discharge Asm/PC Grinder/30"Lg Flex Hose | EA | 500 | 53514189211 | 10
10-2041 | Switch,Asm Mech-Vert Master/SPB/115V/NO/10'Cd | EA | 115 | 53514189372 | 2
10-2042 | Switch,Asm Mech-Vert Master/SPB/115V/NO/15'Cd | EA | 135 | 53514189389 | 2
10-2043 | Switch,Asm Mech-Vert Master/SPB/115V/NO/20'Cd | EA | 150 | 53514189396 | 2
10-2060 | Switch,Mech Flt/30Vdc/.1A/15'Cd/Narrow W-Clamp | EA | 105 | 53514190934 | 2
10-2061 | Switch,Mech Flt/30Vdc/.1A/20'Cd/Narrow W-Clamp | EA | 99 | 53514190941 | 2.5
10-2062 | Switch,Mech Flt/30Vdc/.1A/25'Cd/Narrow W-Clamp | EA | 130 | 53514190958 | 3
10-2063 | Switch,Mech Flt/30Vdc/.1A/35'Cd/Narrow W-Clamp | EA | 140 | 53514190965 | 3.5
10-2064 | Switch,Mech Flt/30Vdc/.1A/50'Cd/Narrow W-Clamp | EA | 180 | 53514190972 | 4
10-2065 | Switch,Mech Flt/30Vdc/.1A/15'Cd/Narrow/Extl Wt | EA | 116 | 53514190989 | 2
10-2066 | Switch,Mech Flt/30Vdc/.1A/25'Cd/Narrow Extl Wt | EA | 140 | 53514190996 | 2.5
10-2067 | Switch,Mech Flt/30Vdc/.1A/35'Cd/Narrow Extl Wt | EA | 150 | 53514191009 | 3
10-2068 | Switch,Mech Flt/30Vdc/.1A/50'Cd/Narrow/Extl Wt | EA | 147 | 53514191016 | 3.5
10-2069 | Float Tree,Asm/W-3 Milliampmaster Floats | EA | 630 | 53514191023 | 9
10-2070 | Float Tree,Asm/W-4 Milliampmaster Floats | EA | 740 | 53514191030 | 9
10-2096 | Switch,Mech Flt/125/250V/5A/75'Cd/Wo Plug | EA | 210 | 53514192785 | 6.5
10-2117 | Switch,Mech Flt/125/250V/5A/75'Cd/Wo Plg/Extl Wt | EA | 250 | 53514194819 | 7.75
10-2145 | J-Box Sim/2 Flt/Nema 4X/810/815 | EA | 850 | 53514197377 | 2.5
10-2148 | Control,Panel/120V/30'Cd/Mech/Blower/Fusion/Clarus | EA | 1630 | 53514197919 | 5
10-2149 | Control,Sim/Oil Smart/115V/1Ph/Alarm & Pump Switch | EA | 4100 | 53514205669 | 12
10-2150 | Control,Dup/Oil Smart/115V/1Ph/Alarm & Pump Switch | EA | 5830 | 53514205676 | 18
10-2152 | Rod,Float-Asm/4 Flt 120"Hi Hd Step System | EA | 210 | 53514197827 | 4.325
10-2162 | Bracket,Fs Asm (6 Flt) | EA | 230 | 53514198695 | 12
10-2196 | Rod,Float-Asm/4Flt/72"/HH Step System | EA | 180 | 53514201753 | 2
10-2209 | Rod,Float-Asm/4 Flt 84" High Head Step System | EA | 180 | 53514202767 | 4.5
10-2220 | Kit,Starter Models 6120/6121/GE Relay | EA | 300 | 53514204198 | 2
10-2221 | Kit,Starter Models 611/621/GE Relay | EA | 330 | 53514204204 | 2
10-2284 | Control,Sim/Oil Smart/220V/1Ph/50Hz | EA | 4150 | 53514208066 | 12
10-2285 | Control,Dup/Oil Smart/220V/1Ph/50Hz | EA | 6210 | 53514208073 | 18
10-2316 | Bracket,Lifting SS/Z-Rail/130,140,260,270 Series | EA | 79 | 53514211998 | 1
10-2327 | Float Tree,Asm/W-1 Float For Use WithEffluent Filter | EA | 240 | 53514212742 | 2.5
10-2336 | Control,Box 230V/3 Wire/.5Hp/Potable-Water Turbine Pump | EA | 190 | 53514215262 | 3
10-2337 | Control,Box 230V/3 Wire/.75Hp/Potable-Water Turbine Pump | EA | 200 | 53514215286 | 3
10-2338 | Control,Box 230V/3 Wire/1Hp/Potable-Water Turbine Pump | EA | 200 | 53514215309 | 3
10-2339 | Control,Pumptec/IR/.5-1.5Hp/115/230V/2 or 3 Wire | EA | 810 | 53514215323 | 3
10-2340 | Control,Pumptec/.5-5Hp/230V/2 or 3 Wire | EA | 1600 | 53514215347 | 6
10-2341 | Control, QD Pumptec/.5-1Hp/230V/Mounts in QD Relay Control Box | EA | 580 | 53514215361 | 8
10-2342 | Fitting,Package Complete Submersible-Potable Water Pump | EA | 260 | 53514215385 | 25
10-2343 | Protector,Cable | EA | 30 | 53514215408 | 0.5
10-2344 | Kit,Heat Shrink Splice | EA | 16 | 53514215422 | 0.04
10-2345 | Fitting,Adjustable 4"-8" Torque Arrestor | EA | 32 | 53514215446 | 2.34
10-2346 | Fitting,Bronze Pitless Adapter | EA | 130 | 53514215460 | 15
10-2347 | Valve,Pressure Relief/75 Psi MaxFor 1/2"NPT | EA | 32 | 53514215484 | 0.5
10-2350 | Kit, Potting/ J-Box/ 3M Products"2135" | EA | 290 | 53514213916 | 0.405
10-2353 | Ejector,Shallow Well (for 460) | EA | 130 | 53514218768 | 4.5
10-2354 | Ejector,Shallow Well (for 463) | EA | 130 | 53514218782 | 4.5
10-2355 | Ejector,Deep Well (for 460,462&463) | EA | 150 | 53514218805 | 5.5
10-2356 | Ejector,Deep Well (for 460&462) | EA | 140 | 53514218829 | 5.5
10-2357 | Ejector,Deep Well (for 463) | EA | 140 | 53514218843 | 5.5
10-2358 | Ejector,Deep Well (for 463) | EA | 170 | 53514218867 | 5.5
10-2359 | Kit,Flow control (for 460,462&463) | EA | 62 | 53514218881 | 1
10-2360 | Kit,Switch & Governor Replacement | EA | 70 | 53514218904 | 1
10-2361 | Valve,Foot-1" X 1-1/4"/Dual Purpose/Bronze | EA | 100 | 53514218928 | 1
10-2367 | Tank,Diaphragm/4.5 Gallon | EA | 250 | 53514218942 | 10
10-2368 | Tank,Vertical Diaphragm/Air-E-Tainer/14 Gallon/Steel | EA | 760 | 53514218966 | 27
10-2369 | Tank,Vertical Diaphragm/Air-E-Tainer/20 Gallon/Steel | EA | 750 | 53514218980 | 35
10-2370 | Tank,Vertical Diaphragm/Air-E-Tainer/32 Gallon/Steel | EA | 990 | 53514219000 | 53
10-2371 | Tank,Vertical Diaphragm/Air-E-Tainer/44 Gallon/Steel | EA | 1690 | 53514219024 | 66
10-2372 | Stand, Air-E-Tainer/Jet Pump | EA | 95 | 53514219048 | 3.5
10-2373 | Kit, Hook Up(for10-2368&10-2369) w/Stand | EA | 200 | 53514219062 | 8
10-2374 | Tank, Expansion/Water Heater(2.1 Gal) | EA | 150 | 53514219086 | 7
10-2375 | Tank, Expansion/Water Heater(4.5 Gal) | EA | 190 | 53514219109 | 10
10-2376 | Switch, Pressure/20-40 PSI | EA | 37 | 53514219123 | 1
10-2377 | Switch, Pressure/30-50 PSI | EA | 37 | 53514219147 | 1
10-2378 | Switch, Low Pressure Cut Off/20-40 PSI | EA | 75 | 53514219161 | 1
10-2379 | Gauge, Pressure/100 PSI | EA | 34 | 53514219185 | 1
10-2380 | Gauge, Pressure/200 PSI | EA | 23 | 53514219208 | 1
10-2381 | Kit,Hook Up (for 10-2367) | EA | 41 | 53514219222 | 8
10-2421 | Stand,Pump Kit | EA | 31 | 53514226459 | 1.25
10-2614 | A-Pak 120V/1Ph/50-60Hz/15'Mfs/Nema 1/CSA/Auxillary Alarm Contacts | EA | 300 | 53514251352 | 2.75
10-2624 | Rod,Float-Asm/2 Flt 108"Hi Hd Step System | EA | 150 | 53514250096 | 4.325
10-2625 | Rod,Float-Asm/3 Flt 108"Hi Hd Step System | EA | 170 | 53514250133 | 4.325
10-2626 | Rod,Float-Asm/4 Flt 108"Hi Hd Step System | EA | 190 | 53514250232 | 4.325
10-3050 | Kit,Extension/QJ Ultima "202"/White | EA | 120 | 53514300197 | 5
10-3149 | Alarm System,Oil Smart W/Lights & Dry Contacts/20'Cd/220V/50Hz | EA | 2160 | 53514311599 | 5.5
10-3237 | Switch Asm, IS Mechanical Float-(3) Floats & Brackets | EA | 610 | 53514317218 | 10
10-3238 | Switch Asm, IS Mechanical Float-(4) Floats & Brackets | EA | 800 | 53514321956 | 14
10-3560 | Bracket, Lifting SS/Z-Rail/50,90,150 Series | EA | 113 | 53514346546 | 0
10-3561 | Bracket, Lifting SS/Z-Rail/140 Series | EA | 113 | 53514346553 | 0
10-3592 | Adapter-Cord Asm/Female Rectangular EQD To Male Round EQD/E-ONE | EA | 650 | 53514343699 | 4
10-3829 | Lifting Bracket SS/Z-railL/803,805,807 Series | EA | 95 | 53514359201 | 0
104-0005 | Mini Drain 104(72) | EA | 560 | 53514041717 | 16
10-4011 | A-Pak Proprietary/120V/1Ph/50-60Hz/15'VRS/Nema 1/cCSAus | EA | 194 | 53514382889 | 0.5
10-4012 | A-Pak Proprietary/120V/1Ph/50-60Hz/15'MFS/Nema 1/cCSAus | EA | 267 | 53514385354 | 1
10-4013 | A-Pak Connected/120V/1Ph/50-60Hz/15'VRS/Nema 1/cCSAus | EA | 389 | 53514393007 | 0.5
10-4014 | A-Pak Connected/120V/1Ph/50-60Hz/15'MFS/Nema 1/cCSAus | EA | 467 | 53514393021 | 1
10-4506 | J-Box,Sim/ W-O Holes/(Field Installed) | EA | 280 | 53514417826 | 0
10-4507 | J-Box,Dup/ W-O Holes/(Field Installed) | EA | 320 | 53514417833 | 0
10-4508 | J-Box Sim/3 Flt/Nema 4X/"840"/(Field Installed)/(No Holes) | EA | 430 | 53514417819 | 0
10-4509 | J-Box Dup/3 Flt/Nema 4X/"840"/(Field Installed)/(No Holes) | EA | 600 | 53514417840 | 0
10-4698 | Valve Asm, Curb Stop 1.25" SS Lateral | EA | 790 | 53514437725 | 6
10-4713 | Bracket, Lifting SS/Extended/(Grinder/Big Sewage) 8" | EA | 53 | 53514442736 | 2
10-4751 | Hose,Flexible 1.25" X 18"/304 SS Braided (MNPT X FNPT Union)) | EA | 710 | 53514442460 | 1
10-4824 | Adapter-Cord Asm/Male Rectangular EQD To Female Round EQD/E-ONE | EA | 660 | 53514450625 | 4
10-4828 | Kit,Anti-Siphon/SS/1.25" (6932 Models Only) | EA | 240 | 53514451288 | 2.5
10-4866 | Extension Rod, Curb Box/48" Long/General Foundries PN 49048 | EA | 39 | 53514453268 | 6
10-4867 | Buffalo,Curb Box/Sewer Marking Cover/42-60" Depth/General Foundries PN 37094E | EA | 195 | 53514453275 | 40
10-4875 | Buffalo,Curb Box/Sewer Marking Cover/30-42" Depth/General Foundries PN 37092D | EA | 140 | 53514454357 | 35
10-4876 | Extension Rod, Curb Box/24" Long/General Foundries PN 49024 | EA | 29 | 53514454364 | 4
10-4877 | Extension Rod, Curb Box/36" Long/General Foundries PN 49036 | EA | 45 | 53514454371 | 5
10-4893 | Valve Asm, Curb Stop 2" SS Lateral | EA | 1720 | 53514455644 | 6.6
10-4924 | Fitting,S.S. Anti-Siphon Device 1.25"NPT (w/Tee Fitting) | EA | 310 | 53514457884 | 10
105-0001 | Drain Pump 105/M53 115V/1Ph/cCSAus | EA | 455 | 53514012953 | 30
105-0010 | Drain Pump 105 M53 115V/1Ph/2"Inlet | EA | 890 | 53514151782 | 30
105-0017 | Drain Pump/Pre-Assembled/105/M53 115V/1Ph | EA | 600 | 53514466824 | 30
10-5105 | Battery,Wet MF 12Vdc "Aquanot" (27SDC) | EA | 520 | 53514478360 | 53
10-5135 | Float Tree,Asm for Rotomold Basin | EA | 210 | 53514480059 | 0.01
10-5157 | Kit, Riser Joining for 24 X 24 Basin | EA | 490 | 53514483890 | 10
10-5167 | Rod,Float-Asm/5Flt/72"/HH Step System | EA | 200 | 53514485092 | 2
10-5184 | Kit,Dual Battery | EA | 100 | 53514486945 | 2
108-0001 | Crawl Space Sump W/M53 Pump/25'Cd | EA | 620 | 53514094133 | 33
108-0009 | Crawl Space Sump w-WM49 Pump/20'Cd | EA | 670 | 53514260057 | 33
109-0005 | Scale Removal System W-N42 | EA | 810 | 53514268312 | 15.3
11324-0001 | Control,Pivot Pro/Sim/1Ph/115/200/230V/7-15A | EA | 2028 | 53514441661 | 9
11334-0001 | Control,Pivot Pro/Sim/1Ph/115/200/230V/15-20A | EA | 2033 | 53514441678 | 9
11344-0001 | Control,Pivot Pro/Sim/1Ph/115/200/230V/20-30A | EA | 2045 | 53514486686 | 9
114A4-0001 | Control,Pivot Pro/Sim/3Ph/200/230/460V/1.0-1.6A | EA | 2450 | 53514441777 | 20
114B4-0001 | Control,Pivot Pro/Sim/3Ph/200/230/460V/1.6-2.5A | EA | 2450 | 53514441784 | 20
114C4-0001 | Control,Pivot Pro/Sim/3Ph/200/230/460V/2.5-4.0A | EA | 2538 | 53514441791 | 20
114D4-0001 | Control,Pivot Pro/Sim/3Ph/200/230/460V/4.0-6.3A | EA | 2450 | 53514441807 | 20
114E4-0001 | Control,Pivot Pro/Sim/3Ph/200/230/460V/6-10.0A | EA | 2450 | 53514441814 | 20
114F4-0001 | Control,Pivot Pro/Sim/3Ph/200/230/460V/9-14A | EA | 2484 | 53514441821 | 20
114G4-0001 | Control,Pivot Pro/Sim/3Ph/200/230/460V/13-18A | EA | 2484 | 53514441838 | 20
114H4-0001 | Control,Pivot Pro/Sim/3Ph/200/230/460V/17-23A | EA | 2509 | 53514441845 | 20
114Q4-0001 | Control,Pivot Pro/Sim/3Ph/200/230/460V/20-25A | EA | 2509 | 53514441852 | 20
115-0001 | Drain Pump 115 M57/1Ph/cCSAus | EA | 630 | 53514013578 | 36
120-0001 | Drain Pump 120 M59/115V/1Ph/cCSAus | EA | 3240 | 53514013585 | 37
12314-0001 | Control,Pivot Pro/Dup/1Ph/115/20/230V/0-7A | EA | 2176 | 53514441715 | 9
12324-0001 | Control,Pivot Pro/Dup/1Ph/115/200/230V/7-15A | EA | 2199 | 53514441722 | 9
12334-0001 | Control,Pivot Pro/Dup/1Ph/115/200/230V/15-20A | EA | 2242 | 53514441739 | 9
12344-0001 | Control,Pivot Pro/Dup/1Ph/115/200/230V/20-30A | EA | 2368 | 53514441746 | 9
124A4-0001 | Control,Pivot Pro/Dup/3Ph/200/230/460V/1.0-1.6A | EA | 3099 | 53514441920 | 20
124B4-0001 | Control,Pivot Pro/Dup/3Ph/200/230/460V/1.6-2.5A | EA | 3099 | 53514441937 | 20
124C4-0001 | Control,Pivot Pro/Dup/3Ph/200/230/460V/2.5-4.0A | EA | 3099 | 53514441944 | 20
124D4-0001 | Control,Pivot Pro/Dup/3Ph/200/230/460V/4.0-6.3A | EA | 3099 | 53514441951 | 20
124E4-0001 | Control,Pivot Pro/Dup/3Ph/200/230/460V/6-10A | EA | 3099 | 53514441968 | 20
124F4-0001 | Control,Pivot Pro/Dup/3Ph/200/230/460V/9-14A | EA | 3200 | 53514441975 | 20
124G4-0001 | Control,Pivot Pro/Dup/3Ph/200/230/460V/13-18A | EA | 3200 | 53514441982 | 20
124H4-0001 | Control,Pivot Pro/Dup/3Ph/200/230/460V/17-23A | EA | 3233 | 53514441999 | 20
124Q4-0001 | Control,Pivot Pro/Dup/3Ph/200/230/460V/20-25A | EA | 3233 | 53514481698 | 20
124R4-0001 | Control,Pivot Pro/Dup/3Ph/200/230/460V/23-32A | EA | 3704 | 53514442002 | 20
131-0001 | Drain Pump 131 M98/115V/1Ph/cCSAus | EA | 628 | 53514036270 | 43
132-0001 | Drain Pump 132 M72/115V/1Ph/Preassembled | EA | 640 | 53514144630 | 19
135-0005 | Drain Pump 135 WM152/115V/1Ph/Vfs | EA | 1350 | 53514151225 | 48
137-0001 | M137 115V/1Ph/cCSAus | EA | 683 | 53514013943 | 47
137-0002 | N137 115V/1Ph/cCSAus | EA | 628 | 53514013950 | 46
137-0003 | D137 230V/1Ph/cCSAus | EA | 880 | 53514013967 | 47
137-0004 | E137 230V/1Ph/cCSAus | EA | 820 | 53514013974 | 46
137-0005 | M137 15'Cd/115V/1Ph/cCSAus | EA | 780 | 53514013981 | 47
137-0007 | M137 25'Cd/115V/1Ph/cCSAus | EA | 790 | 53514013998 | 49
137-0008 | M137 35'Cd/115V/1Ph/cCSAus | EA | 810 | 53514014001 | 52
137-0010 | M137 50'Cd/115V/1Ph/cCSAus | EA | 870 | 53514014025 | 56
137-0011 | M137 115V/1Ph/Extra Duty | EA | 810 | 53514014032 | 47
137-0012 | N137 115V/1Ph/Extra Duty | EA | 740 | 53514014049 | 46
137-0017 | H137 200-208V/1Ph/cCSAus | EA | 930 | 53514014063 | 47
137-0019 | N137 50'Cd/115V/1Ph/cCSAus | EA | 820 | 53514014070 | 55
137-0027 | J137 200-208V/3Ph/cCSAus | EA | 950 | 53514014148 | 46
137-0029 | I137 200-208V/1Ph/cCSAus | EA | 870 | 53514014162 | 46
137-0032 | N137 115V/1Ph/BI/ED | EA | 1060 | 53514014179 | 46
137-0036 | F137 230V/3Ph/cCSAus | EA | 950 | 53514014186 | 46
137-0037 | M137 115V/1Ph/BI/cCSAus | EA | 1000 | 53514014193 | 47
137-0039 | N137 25'Cd/115V/1Ph/cCSAus | EA | 730 | 53514014216 | 48
137-0040 | M137 25'Cd/115V/1Ph/BI/cCSAus | EA | 1070 | 53514014223 | 49
137-0041 | E137 35'Cd/230V/1Ph/cCSAus | EA | 910 | 53514014230 | 51
137-0042 | N137 115V/1Ph/BI/cCSAus | EA | 960 | 53514014247 | 46
137-0044 | N137 25'Cd/115V/1Ph/ED | EA | 810 | 53514014261 | 48
137-0045 | BN137 115V/1Ph/Pb15'/cCSAus Pump | EA | 676 | 53514014278 | 48
137-0047 | H137 25'Cd/200-208V/1Ph/cCSAus | EA | 990 | 53514014292 | 49
137-0048 | J137 200-208V/3Ph/ED | EA | 1010 | 53514014308 | 46
137-0049 | I137 200-208V/1Ph/Br-Imp/cCSAus | EA | 1160 | 53514014315 | 46
137-0050 | G137 460V/3Ph/cCSAus | EA | 950 | 53514014322 | 46
137-0052 | D137 25'Cd/230V/1Ph/cCSAus | EA | 950 | 53514014346 | 49
137-0053 | D137 230V/1Ph/BI/cCSAus | EA | 1290 | 53514014353 | 47
137-0054 | E137 230V/1Ph/Extra Duty | EA | 880 | 53514014360 | 46
137-0055 | D137 50'Cd/230V/1Ph/BI/cCSAus | EA | 1300 | 53514014377 | 56
137-0056 | J137 25'Cd/200-208V/3Ph/cCSAus | EA | 1020 | 53514014384 | 46
137-0057 | M137 50'Cd/115V/1Ph/BI/cCSAus | EA | 1190 | 53514014391 | 56
137-0058 | D137 50'Cd/230V/1Ph/cCSAus | EA | 1010 | 53514025465 | 56
137-0060 | E137 50'Cd/230V/1Ph/cCSAus | EA | 950 | 53514027360 | 55
137-0065 | F137 25'Cd/230V/3Ph/cCSAus | EA | 1020 | 53514038311 | 48
137-0068 | BE137 230V/1Ph/15'Pb/cCSAus | EA | 890 | 53514041380 | 48
137-0069 | G137 460V/3Ph/Extra Duty | EA | 1000 | 53514041649 | 46
137-0070 | F137 230V/3Ph/Brass Imp/cCSAus | EA | 1240 | 53514043124 | 46
137-0071 | D137 35'Cd/230V/1Ph/cCSAus | EA | 970 | 53514043209 | 52
137-0073 | N137 35'Cd/115V/1Ph/cCSAus | EA | 760 | 53514045814 | 50
137-0077 | H137 200-208V/1Ph/Br Imp/cCSAus | EA | 1220 | 53514054670 | 47
137-0078 | D137 15'Cd/230V/1Ph/cCSAus | EA | 910 | 53514056308 | 47
137-0079 | BN137 115V/1Ph/BI/Pb15'/cCSAus | EA | 1070 | 53514057312 | 48
137-0082 | J137 200-208V/3Ph/Br Imp/cCSAus | EA | 1240 | 53514061470 | 46
137-0083 | H137 50'Cd/200-208V/1Ph/cCSAus | EA | 1050 | 53514066857 | 56
137-0086 | BN137 35'Cd/115V/1Ph/Pb35'/cCSAus | EA | 930 | 53514078454 | 55
137-0088 | J137 50'Cd/200-208V/3Ph/cCSAus | EA | 1070 | 53514082819 | 46
137-0089 | G137 25'Cd/460V/3Ph/cCSAus | EA | 1020 | 53514086718 | 49
137-0090 | M137 15'Cd'115V/1Ph/BI/Extra Duty | EA | 1080 | 53514086893 | 47
137-0091 | H137 25'Cd/200-208V/1Ph/ED | EA | 1050 | 53514089955 | 49
137-0094 | I137 25'Cd/200-208V/1Ph/cCSAus | EA | 930 | 53514102326 | 49
137-0096 | G137 35'Cd/460V/3Ph/cCSAus | EA | 1030 | 53514104993 | 49
137-0097 | G137 50'Cd/460V/3Ph/cCSAus | EA | 1070 | 53514105242 | 49
137-0099 | E137 25'Cd/230V/1Ph/cCSAus | EA | 890 | 53514120146 | 51
137-0100 | M137 15'Cd/115V/1Ph/BI/cCSAus | EA | 1030 | 53514137618 | 47
137-0101 | N137 50'Cd/115V/1Ph/BI/cCSAus | EA | 1140 | 53514138301 | 46
137-0103 | BN137 115V/1Ph/Pb15'/ED | EA | 780 | 53514148430 | 48
137-0104 | BN137 25'Cd/115V/1Ph/Pb25'/cCSAus | EA | 850 | 53514165086 | 49
137-0106 | BN137 25'Cd/115V/1Ph/Pb 25'/BI/cCSAus | EA | 1170 | 53514175139 | 49
137-0107 | I137 35'Cd/200-208V/1Ph/cCSAus | EA | 960 | 53514177829 | 50
137-0108 | BN137 50'Cd/115V/1Ph/Pb 50'/cCSAus | EA | 1320 | 53514198640 | 60
137-0109 | J137 35'Cd/200-208V/3Ph/cCSAus | EA | 1040 | 53514235307 | 46
137-0111 | N137 25'Cd/115V/1Ph/Br-Imp/cCSAus | EA | 1020 | 53514311582 | 46
137-0117 | H137 35'Cd/200-208V/1Ph/cCSAus | EA | 1020 | 53514334284 | 51
137-0121 | I137 50'Cd/200-208V/1Ph/cCSAus | EA | 1000 | 53514387228 | 50
137-0122 | H137 15'Cd/200-208V/1Ph/cCSAus | EA | 960 | 53514459918 | 49
137-0123 | F137 50'Cd/230V/3Ph/cCSAus | EA | 1070 | 53514463380 | 48
137-0124 | G137 460V/3Ph/cCSAus/Bronze Impeller | EA | 1240 | 53514465308 | 46
138-0001 | Crawl Space Sump W/M98 Pump/25'Cd | EA | 820 | 53514094140 | 49
139-0001 | M139 115V/1Ph/cCSAus | EA | 5220 | 53514014452 | 51
139-0002 | N139 115V/1Ph/cCSAus | EA | 5170 | 53514014469 | 50
139-0003 | D139 230V/1Ph/cCSAus | EA | 5360 | 53514014476 | 51
139-0004 | E139 230V/1Ph/cCSAus | EA | 5310 | 53514014483 | 50
139-0005 | M139 25'Cd/115V/1Ph/cCSAus | EA | 5290 | 53514014490 | 53
139-0010 | F139 230V/3Ph/cCSAus | EA | 5440 | 53514014544 | 50
139-0011 | H139 200-208V/1Ph/cCSAus | EA | 5400 | 53514014551 | 51
139-0012 | M139 115V/1Ph/Extra Duty | EA | 5280 | 53514014568 | 51
139-0013 | M139 15'Cd/115V/1Ph/cCSAus | EA | 5250 | 53514014575 | 51
139-0016 | N139 35'Cd/115V/1Ph/cCSAus | EA | 5260 | 53514014599 | 56
139-0017 | M139 35'Cd/115V/1Ph/cCSAus | EA | 5320 | 53514014605 | 56
139-0018 | I139 200-208V/1Ph/cCSAus | EA | 5360 | 53514014612 | 50
139-0019 | J139 200-208V/3Ph/cCSAus | EA | 5440 | 53514014629 | 50
139-0020 | G139 460V/3Ph/cCSAus | EA | 5440 | 53514014636 | 50
139-0021 | N139 50'Cd/115V/1Ph/cCSAus | EA | 5300 | 53514014643 | 60
139-0022 | M139 15'Cd/115V/1Ph/ED | EA | 5300 | 53514014650 | 51
139-0023 | N139 25'Cd/115V/1Ph/ED | EA | 5290 | 53514014667 | 52
139-0025 | N139 25'Cd/115V/1Ph/cCSAus | EA | 5230 | 53514027667 | 52
139-0026 | G139 25'Cd/460V/3Ph/cCSAus | EA | 5520 | 53514038281 | 52
139-0027 | J139 25'Cd 200-208V/3Ph/cCSAus | EA | 5510 | 53514040178 | 52
139-0029 | D139 25'Cd/230V/1Ph/cCSAus | EA | 5420 | 53514047238 | 53
139-0030 | D139 50'Cd/230V/1Ph/cCSAus | EA | 5480 | 53514047283 | 60
139-0031 | F139 25'Cd/230V/3Ph/cCSAus | EA | 5510 | 53514055110 | 52
139-0034 | M139 25'Cd/115V/1Ph/ED | EA | 5340 | 53514100780 | 56
139-0035 | J139 35'Cd/200-208V/3Ph/cCSAus | EA | 5530 | 53514133597 | 53
139-0038 | F139 35'Cd/230V/3Ph/cCSAus | EA | 5530 | 53514351335 | 52
139-0039 | E139 25'Cd/230V/1Ph/cCSAus | EA | 5380 | 53514359508 | 50
139-0040 | N139 115V/1Ph/ED | EA | 5220 | 53514474232 | 52
139-0041 | E139 35'Cd/230V/1Ph/cCSAus | EA | 5400 | 53514478537 | 50
140-0002 | N140 115V/1Ph/cCSAus | EA | 868 | 53514057800 | 46
140-0004 | E140 230V/1Ph/cCSAus | EA | 942 | 53514062125 | 46
140-0005 | BN140 115V/1Ph/Pb20'/cCSAus | EA | 923 | 53514062354 | 47
140-0006 | BE140 230V/1Ph/Pb20'/cCSAus | EA | 1140 | 53514062361 | 47
140-0007 | N140 25'Cd/115V/1Ph/cCSAus | EA | 1030 | 53514066185 | 48
140-0009 | E140 25'Cd/230V/1Ph/cCSAus | EA | 1100 | 53514071271 | 48
140-0016 | BN140 25'Cd/115V/1Ph/Pb25'/cCSAus | EA | 1070 | 53514106348 | 48
140-0017 | E140 50'Cd/230V/1Ph/cCSAus | EA | 1120 | 53514107475 | 50
140-0019 | BE140 25'Cd/230V/1Ph/Pb25/cCSAus | EA | 1130 | 53514150150 | 47
140-0021 | N140 35'Cd/115V/1Ph/cCSAus | EA | 1010 | 53514161729 | 48
140-0023 | E140 35'Cd/230V/1Ph/cCSAus | EA | 1130 | 53514184391 | 49
140-0024 | BE140 35'Cd/230V/1Ph/Pb35'/cCSAus | EA | 1220 | 53514258207 | 49
140-0028 | BN140 35'Cd/115V/1Ph/Pb35'/cCSAus | EA | 1200 | 53514319663 | 48
140-0031 | E140 15'Cd/230V/1Ph/cCSAus | EA | 1070 | 53514487003 | 46
142-0002 | N142 115V/1Ph/(170 Step System) | EA | 1090 | 53514119577 | 54
142-0006 | BN142 115V/1Ph | EA | 1210 | 53514281731 | 47
145-0002 | N145 115V/1Ph/60Hz/HH/Centrifugal/cCSAus | EA | 1040 | 53514213411 | 46
145-0004 | E145 230V/1Ph/cCSAus | EA | 1120 | 53514317232 | 46
145-0005 | BN145 115V/1Ph/PB20'/60Hz/HH/Centrifugal/cCSAus | EA | 891 | 53514237608 | 48
145-0011 | BE145 230V/1Ph/Pb20'/cCSAus | EA | 1260 | 53514317256 | 46
145-0012 | N145 35'Cd/115V/1Ph/60Hz/HH/Centrifugal/cCSAus | EA | 1090 | 53514329532 | 48
145-0014 | N145 25'Cd/115V/1Ph/60Hz/HH/Centrifugal/cCSAus | EA | 1040 | 53514347550 | 47
145-0015 | E145 35'Cd/230V/1Ph/cCSAus | EA | 1090 | 53514360566 | 48
145-0017 | BN145 35'Cd/115V/1Ph/PB35'/60Hz/HH/Centrifugal/cCSAus | EA | 1320 | 53514456276 | 48
145-0018 | N145 50'Cd/115V/1Ph/60Hz/HH/Centrifugal/cCSAus | EA | 1150 | 53514508982 | 48
151-0002 | N151 115V/1Ph/ 1/3 Hp cCSAus | EA | 445 | 53514141691 | 32
151-0004 | E151 230V/1Ph/ 1/3Hp cCSAus | EA | 700 | 53514142063 | 32
151-0005 | BN151 115V/1Ph/ 1/3Hp/Pb20'/cCSAus | EA | 508 | 53514142070 | 33
151-0006 | BE151 230V/1Ph/ 1/3Hp/Pb20'/cCSAus | EA | 840 | 53514142087 | 33
151-0010 | N151 50'Cd/115V/1Ph/ 1/3Hp/cCSAus | EA | 710 | 53514200022 | 34
151-0011 | N151 35'Cd/115V/1Ph/ 1/3Hp/cCSAus | EA | 740 | 53514242190 | 34
151-0012 | E151 25'Cd/230V/1Ph/1/3Hp/cCSAus | EA | 700 | 53514256401 | 33
151-0013 | N151 25'Cd/115V/1Ph/ 1/3 Hp cCSAus | EA | 660 | 53514323882 | 32
151-0015 | E151 35'Cd/230V/1Ph/1/3Hp/cCSAus | EA | 710 | 53514365684 | 33
151-0016 | BN151 25'Cd/115V/1Ph/ 1/3Hp/Pb25'/cCSAus | EA | 880 | 53514392741 | 33
152-0002 | N152 115V/1Ph/.4Hp/cCSAus | EA | 498 | 53514118655 | 37
152-0004 | E152 230V/1Ph/.4Hp/cCSAus | EA | 750 | 53514118662 | 37
152-0005 | BN152 115V/1Ph/.4Hp/Pb20'/cCSAus | EA | 563 | 53514118679 | 39
152-0006 | BE152 230V/1Ph/.4Hp/Pb20'/cCSAus | EA | 650 | 53514118686 | 39
152-0007 | N152 35'Cd/115V/1Ph/.4Hp/cCSAus | EA | 750 | 53514148331 | 39
152-0008 | N152 25'Cd/115V/1Ph/.4Hp/cCSAus | EA | 670 | 53514150358 | 39
152-0009 | E152 50'Cd/230V/1Ph/.4Hp/cCSAus/(3Yr Warranty) | EA | 870 | 53514165475 | 39
152-0010 | N152 50'Cd/115V/1Ph/.4Hp/cCSAus | EA | 820 | 53514175610 | 39
152-0011 | E152 25'Cd/230V/1Ph/.4Hp/cCSAus | EA | 750 | 53514177867 | 38
152-0013 | BN152 35'Cd/115V/1P/.4Hp/Pb35'/cCSAus | EA | 950 | 53514203023 | 40
152-0017 | BN152 25'Cd/115V/1P/.4Hp/Pb25'/cCSAus | EA | 840 | 53514245504 | 40
152-0023 | E152 50'Cd/230V/1Ph/.4Hp/cCSAus | EA | 870 | 53514278120 | 40
152-0030 | E152 35'Cd/230V/1Ph/.4Hp/cCSAus | EA | 760 | 53514360511 | 38
152-0034 | BE152 35'Cd/230V/1Ph/.4Hp/Pb35'/cCSAus | EA | 910 | 53514486099 | 39
153-0002 | N153 115V/1Ph/.5Hp/cCSAus | EA | 679 | 53514118716 | 37
153-0004 | E153 230V/1Ph/.5Hp/cCSAus | EA | 830 | 53514118693 | 37
153-0005 | BN153 115V/1Ph/.5Hp Pb20'/cCSAus | EA | 733 | 53514118723 | 39
153-0006 | BE153 230V/1Ph/.5Hp/cCSAus | EA | 870 | 53514118709 | 39
153-0008 | N153 35'Cd/115V/1Ph/.5Hp/cCSAus | EA | 880 | 53514173890 | 39
153-0011 | BN153 35'Cd/115V/1Ph/.5Hp/Pb35'/cCSAus | EA | 950 | 53514203016 | 39
153-0017 | N153 25'Cd/115V/1Ph/.5Hp/cCSAus | EA | 860 | 53514259099 | 39
153-0020 | BN153 25'Cd/115V/1Ph/.5Hp/Pb25'/cCSAus | EA | 890 | 53514308193 | 39
153-0021 | E153 50'Cd/230V/1Ph/.5Hp/cCSAus | EA | 990 | 53514313760 | 40
153-0027 | N153 6'Cd/115V/1Ph/.5Hp/cCSAus/Elevator Sump | EA | 583 | 53514330002 | 37
153-0032 | E153 25'Cd/230V/1Ph/.5Hp/cCSAus | EA | 930 | 53514406073 | 37
153-0033 | E153 35'Cd/230V/1Ph/.5Hp/cCSAus | EA | 950 | 53514411923 | 40
161-0001 | M161 115V/1Ph/cCSAus | EA | 1545 | 53514014933 | 83
161-0002 | N161 115V/1Ph/CSA | EA | 1395 | 53514014940 | 82
161-0003 | D161 230V/1Ph/cCSAus | EA | 1770 | 53514014957 | 83
161-0004 | E161 230V/1Ph/cCSAus | EA | 1630 | 53514014964 | 82
161-0005 | I161 200-208V/1Ph/cCSAus | EA | 1690 | 53514014971 | 82
161-0006 | M161 25'Cd/115V/1Ph/cCSAus | EA | 1980 | 53514014988 | 85
161-0007 | G161 460V/3Ph/cCSAus | EA | 1690 | 53514014995 | 82
161-0008 | D161 35'Cd/230V/1Ph/cCSAus | EA | 1870 | 53514015008 | 88
161-0009 | M161 50'Cd/115V/1Ph/cCSAus | EA | 2240 | 53514015015 | 92
161-0010 | H161 200-208V/1Ph/cCSAus | EA | 1830 | 53514015022 | 83
161-0011 | F161 230V/3Ph/cCSAus | EA | 1700 | 53514015039 | 82
161-0012 | J161 200-208V/3Ph/cCSAus | EA | 1690 | 53514015046 | 82
161-0016 | N161 35'Cd/115V/1Ph/CSA | EA | 1760 | 53514026820 | 87
161-0017 | M161 35'Cd/115V/1Ph/cCSAus | EA | 2020 | 53514026882 | 88
161-0020 | G161 35'Cd/460V/3Ph/cCSAus | EA | 1820 | 53514028527 | 87
161-0021 | E161 230V/1Ph/Wo Plug/cCSAus | EA | 1630 | 53514045074 | 82
161-0022 | I161 50'Cd/200-208V/1Ph/cCSAus | EA | 1770 | 53514037598 | 91
161-0023 | J161 25'Cd/200-208V/3Ph/cCSAus | EA | 1800 | 53514037857 | 84
161-0024 | N161 50'Cd/115V/1Ph/CSA | EA | 2050 | 53514039936 | 91
161-0025 | E161 230V/1Ph/Extra Duty | EA | 1700 | 53514040918 | 82
161-0026 | BN161 115V/1Ph/Pb20'/List,CSA/(161-0002) | EA | 1580 | 53514041458 | 84
161-0027 | BE161 230V/1Ph/Pb20'/cCSAus/(161-0004) | EA | 1720 | 53514041465 | 84
161-0028 | N161 25'Cd/115V/1Ph/CSA | EA | 1790 | 53514047191 | 84
161-0030 | D161 25'Cd/230V/1Ph/cCSAus | EA | 1830 | 53514051303 | 85
161-0031 | E161 35'Cd/230V/1Ph/cCSAus | EA | 1730 | 53514056988 | 87
161-0032 | G161 460V/3Ph/Extra Duty | EA | 1740 | 53514064716 | 82
161-0035 | I161 25'Cd/200-208V/1Ph/cCSAus | EA | 1730 | 53514078508 | 84
161-0036 | I161 35'Cd/200-208V/1Ph/cCSAus | EA | 1740 | 53514078515 | 87
161-0038 | E161 50'Cd/230V/1Ph/cCSAus | EA | 1780 | 53514090555 | 91
161-0042 | NX161 115V/1Ph/Ex Pr | EA | 3680 | 53514107857 | 117
161-0043 | IX161 200-208V/1Ph/Ex Pr | EA | 3660 | 53514107864 | 117
161-0044 | EX161 230V/1Ph/Ex Pr | EA | 3600 | 53514107871 | 117
161-0045 | JX161 200-208V/3Ph/Ex Pr | EA | 3650 | 53514107888 | 117
161-0046 | FX161 230V/3Ph/Ex Pr | EA | 3840 | 53514107895 | 117
161-0047 | GX161 460V/3Ph/Ex Pr | EA | 3840 | 53514107901 | 117
161-0048 | IX161 35'Cd/200-208V/1Ph/Ex Pr | EA | 3820 | 53514121853 | 119
161-0051 | NX161 50'Cd/115V/1Ph/XP | EA | 3790 | 53514124267 | 123
161-0052 | D161 50'Cd/230V/1Ph/cCSAus | EA | 1920 | 53514124489 | 91
161-0053 | NX161 35'Cd/115V/1Ph/XP | EA | 3670 | 53514132347 | 121
161-0054 | G161 50'Cd/460V/3Ph/cCSAus | EA | 1850 | 53514147426 | 87
161-0057 | J161 50'Cd/200-208V/3Ph/cCSAus | EA | 1850 | 53514154639 | 84
161-0059 | EX161 35'Cd/230V/1Ph/Ex Pr | EA | 3750 | 53514159979 | 119
161-0061 | EX161 25'Cd/230V/1Ph/Ex Pr | EA | 3660 | 53514173555 | 119
161-0062 | BN161 25'Cd/115V/1Ph/Pb25'/CSA | EA | 1990 | 53514179946 | 85
161-0063 | GX161 35'Cd/460V/3Ph/Ex Pr | EA | 4000 | 53514181567 | 119
161-0064 | NX161 25'Cd/115V/1Ph/Ex Pr | EA | 3740 | 53514182106 | 118
161-0065 | BN161 35'Cd/115V/1Ph/Pb35'/CSA | EA | 1980 | 53514182595 | 87
161-0071 | MX161 115V/1Ph/Ex Pr | EA | 4339 | 53514236144 | 123
161-0072 | DX161 230V/1Ph/EX Pr | EA | 4590 | 53514236168 | 123
161-0073 | HX161 200-208V/1Ph/Ex Pr | EA | 4640 | 53514236182 | 123
161-0074 | JX161 50'Cd/200-208V/3Ph/Ex Pr | EA | 3950 | 53514211127 | 128
161-0075 | BN161 50'Cd/115V/1Ph/Pb50'/CSA/(161-0024) | EA | 2320 | 53514228279 | 88
161-0076 | J161 35'Cd/200-208V/3Ph/cCSAus | EA | 1820 | 53514234782 | 84
161-0077 | IX161 50'Cd/200-208V/1Ph/Ex Pr | EA | 3950 | 53514237325 | 119
161-0078 | H161 25'Cd/ 200-208V/1Ph/cCSAus | EA | 1880 | 53514240745 | 83
161-0083 | MX161 50'Cd/115V/1Ph/Ex Pr | EA | 4760 | 53514259914 | 125
161-0085 | N161 115V/1Ph/ED | EA | 1750 | 53514270537 | 82
161-0086 | BA161 575V/3Ph/cCSAus | EA | 1750 | 53514271817 | 82
161-0087 | BAX161 575V/3Ph/Ex Pr | EA | 3800 | 53514282837 | 117
161-0088 | IX161 25'Cd/200-208V/1Ph/Ex Pr | EA | 3730 | 53514283551 | 119
161-0090 | N161 6'Cd/115V/1Ph/CSA/Elevator Sump | EA | 1660 | 53514330026 | 82
161-0092 | G161 25'Cd/460V/3Ph/cCSAus | EA | 1800 | 53514312145 | 87
161-0098 | MX161 35'Cd/115V/1Ph/Ex Pr | EA | 4730 | 53514319380 | 124
161-0099 | JX161 35'Cds/200-208V/3Ph/Ex Pr | EA | 3800 | 53514325060 | 118
161-0100 | DX161 50'Cd/230V/1Ph/EX Pr | EA | 4750 | 53514327729 | 123
161-0101 | F161 50'Cd/230V/3Ph/cCSAus | EA | 1820 | 53514331344 | 87
161-0103 | HX161 50'Cd/200-208V/1Ph/Ex Pr | EA | 4800 | 53514333980 | 125
161-0105 | GX161 25'Cd/460V/3Ph/Ex Pr | EA | 3890 | 53514341268 | 119
161-0106 | MX161 25'Cd/115V/1Ph/Ex Pr | EA | 4720 | 53514350581 | 124
161-0107 | DX161 35'Cd/230V/1Ph/EX Pr | EA | 4720 | 53514358884 | 123
161-0108 | HX161 35'Cd/200-208V/1Ph/Ex Pr | EA | 4760 | 53514378387 | 125
161-0110 | FX161 50'CD/230V/3Ph/Ex Pr | EA | 4150 | 53514393915 | 117
161-0117 | DX161 25'Cd/230V/1Ph/EX Pr | EA | 4880 | 53514475406 | 123
163-0001 | M163 115V/1Ph/cCSAus | EA | 1545 | 53514015060 | 83
163-0002 | N163 115V/1Ph/CSA | EA | 1395 | 53514015077 | 82
163-0003 | D163 230V/1Ph/cCSAus | EA | 1770 | 53514015084 | 83
163-0004 | E163 230V/1Ph/cCSAus | EA | 1620 | 53514015091 | 82
163-0007 | H163 200-208V/1Ph/cCSAus | EA | 1850 | 53514015107 | 83
163-0008 | J163 200-208V/3Ph/cCSAus | EA | 1690 | 53514015114 | 82
163-0009 | F163 230V/3Ph/cCSAus | EA | 1690 | 53514015121 | 82
163-0010 | I163 200-208V/1Ph/cCSAus | EA | 1690 | 53514015138 | 82
163-0015 | N163 50'Cd/115V/1Ph/CSA | EA | 1545 | 53514015176 | 91
163-0016 | M163 35'Cd/115V/1Ph/cCSAus | EA | 2010 | 53514015183 | 88
163-0017 | N163 35'Cd/115V/1Ph/CSA | EA | 1750 | 53514015190 | 87
163-0018 | G163 25'Cd/460V/3Ph/cCSAus | EA | 1800 | 53514015206 | 84
163-0021 | N163 25'Cd/115V/1Ph/CSA | EA | 1790 | 53514015237 | 84
163-0025 | D163 25'Cd/230V/1Ph/cCSAus | EA | 1840 | 53514015268 | 85
163-0028 | D163 230V/1Ph/Extra Duty | EA | 1860 | 53514015299 | 83
163-0029 | M163 50'Cd/115V/1Ph/cCSAus | EA | 2230 | 53514026448 | 92
163-0030 | M163 25'Cd/115V/1Ph/cCSAus | EA | 1980 | 53514028237 | 85
163-0031 | G163 460V/3Ph/cCSAus | EA | 1690 | 53514028619 | 82
163-0032 | G163 50'Cd/460V/3Ph/cCSAus | EA | 1850 | 53514040529 | 91
163-0033 | BE163 230V/1Ph/Pb20'/cCSAus/(163-0004) | EA | 1720 | 53514041472 | 84
163-0034 | BN163 115V/1Ph/Pb20'/CSA/(163-0002) | EA | 1910 | 53514041489 | 84
163-0035 | E163 50'Cd/230V/1Ph/cCSAus | EA | 1770 | 53514041533 | 91
163-0037 | D163 35'Cd/230V/1Ph/cCSAus | EA | 1860 | 53514046576 | 88
163-0038 | H163 35'Cd/200-208V/1Ph/cCSAus | EA | 1900 | 53514048693 | 88
163-0039 | I163 35'Cd/200-208V/1Ph/cCSAus | EA | 1740 | 53514054588 | 87
163-0040 | N163 115V/1Ph/Extra Duty | EA | 1750 | 53514063979 | 82
163-0043 | E163 35'Cd/230V/1Ph/cCSAus | EA | 1720 | 53514083564 | 86
163-0044 | H163 200-208V/1Ph/ED | EA | 1870 | 53514089917 | 83
163-0048 | I163 50'Cd/200-208V/1Ph/cCSAus | EA | 1770 | 53514104504 | 96
163-0049 | NX163 115V/1Ph/Ex Pr | EA | 3680 | 53514107918 | 117
163-0050 | EX163 230V/1Ph/Ex Pr | EA | 3590 | 53514107925 | 117
163-0051 | JX163 200-208V/3Ph/Ex Pr | EA | 3640 | 53514107932 | 117
163-0052 | FX163 230V/3Ph/Ex Pr | EA | 3840 | 53514107949 | 117
163-0053 | GX163 460V/3Ph/Ex Pr | EA | 3840 | 53514107956 | 117
163-0054 | IX163 200-208V/1Ph/Ex Pr | EA | 3650 | 53514107963 | 117
163-0055 | M163 115V/1Ph/ED | EA | 2010 | 53514119010 | 83
163-0056 | NX163 35'Cd/115V/1Ph/Ex Pr | EA | 3820 | 53514128715 | 117
163-0058 | D163 50'Cd/230V/1Ph/cCSAus | EA | 1910 | 53514144104 | 91
163-0059 | E163 230V/1Ph/Extra Duty | EA | 1650 | 53514146726 | 82
163-0061 | EX163 50'Cd/230V/1Ph/Ex Pr | EA | 3870 | 53514148546 | 119
163-0062 | NX163 50'Cd/115V/1Ph/Ex Pr | EA | 3910 | 53514160548 | 119
163-0066 | JX163 50'Cd/200-208V/3Ph/Ex Pr | EA | 3950 | 53514167271 | 120
163-0069 | J163 50'Cd/200-208V/3Ph/cCSAus | EA | 1850 | 53514189563 | 85
163-0072 | I163 25'Cd/200-208V/1Ph/cCSAus | EA | 1950 | 53514202415 | 86
163-0073 | IX163 50'Cd/200-208V/1Ph/Ex Pr | EA | 3930 | 53514204594 | 124
163-0075 | MX163 115V/1Ph/Ex Pr | EA | 4339 | 53514236205 | 123
163-0076 | DX163 230V/1Ph/Ex Pr | EA | 4590 | 53514236229 | 123
163-0077 | HX163 200-208V/1Ph/Ex Pr | EA | 4640 | 53514236243 | 123
163-0078 | J163 35'Cd/200-208V/3Ph/cCSAus | EA | 1820 | 53514220228 | 85
163-0080 | JX163 35'Cd/200-208V/3Ph/Ex Pr | EA | 3790 | 53514228729 | 117
163-0084 | BA163 575V/3Ph/cCSAus | EA | 1750 | 53514271978 | 82
163-0085 | MX163 50'Cd/115V/1Ph/Ex Pr | EA | 4760 | 53514281595 | 123
163-0086 | BAX163 575V/3Ph/Ex Pr | EA | 3800 | 53514282851 | 117
163-0087 | BN163 115V/1Ph/Pb20'/Extra Duty | EA | 1930 | 53514285487 | 84
163-0088 | MX163 25'Cd/115V/1Ph/Ex Pr | EA | 4720 | 53514299934 | 122
163-0089 | E163 25'Cd/230V/1Ph/cCSAus | EA | 1690 | 53514301033 | 86
163-0096 | GX163 50'Cd/460V/3Ph/Ex Pr | EA | 4140 | 53514346065 | 118
163-0097 | MX163 35'Cd/115V/1Ph/Ex Pr | EA | 4730 | 53514355623 | 122
163-0098 | IX163 35'Cd/200-208V/1Ph/Ex Pr | EA | 3830 | 53514367145 | 124
163-0099 | BN163 50'Cd/115V/1Ph/Pb50'/CSA/(163-0015) | EA | 2320 | 53514374075 | 88
163-0102 | BN163 35'Cd/115V/1Ph/Pb35'/CSA/(163-0017) | EA | 1980 | 53514438319 | 88
163-0103 | F163 50'Cd/230V/3Ph/cCSAus | EA | 1850 | 53514438609 | 82
163-0104 | J163 200-208V/3Ph/Extra Duty | EA | 1740 | 53514439347 | 82
163-0105 | FX163 50'Cd/230V/3Ph/Ex Pr | EA | 4140 | 53514439682 | 117
163-0106 | HX163 50'Cd/200-208V/1Ph/Ex Pr | EA | 4800 | 53514454111 | 123
165-0003 | D165 230V/1Ph/cCSAus | EA | 2040 | 53514015305 | 83
165-0004 | E165 230V/1Ph/cCSAus | EA | 1649 | 53514015312 | 82
165-0008 | G165 460V/3Ph/cCSAus | EA | 1980 | 53514015329 | 82
165-0009 | J165 200-208V/3Ph/cCSAus | EA | 2010 | 53514015336 | 82
165-0010 | E165 230V/1P/Wo Plug/cCSAus | EA | 1900 | 53514015343 | 82
165-0011 | F165 50'Cd/230V/3Ph/cCSAus | EA | 2110 | 53514015350 | 91
165-0012 | H165 200-208V/1Ph/cCSAus | EA | 1970 | 53514015367 | 83
165-0013 | E165 35'Cd/230V/1Ph/cCSAus | EA | 1990 | 53514015374 | 87
165-0014 | E165 50'Cd/230V/1Ph/cCSAus | EA | 2040 | 53514015381 | 91
165-0015 | F165 230V/3Ph/cCSAus | EA | 1980 | 53514015398 | 82
165-0016 | J165 200-208V/3Ph/ED | EA | 1990 | 53514015404 | 82
165-0018 | E165 230V/1Ph/Extra Duty | EA | 1990 | 53514015428 | 82
165-0019 | F165 25'Cd//230V/3Ph/cCSAus | EA | 2090 | 53514015435 | 84
165-0020 | I165 200-208V/1Ph/cCSAus | EA | 1830 | 53514015442 | 82
165-0021 | H165 35'Cd/200-208V/1Ph/cCSAus | EA | 2090 | 53514015459 | 88
165-0022 | G165 460V/3Ph/Extra Duty | EA | 2020 | 53514015466 | 82
165-0023 | G165 35'Cd/460V/3Ph/cCSAus | EA | 2050 | 53514015473 | 87
165-0025 | D165 230V/1Ph/Extra Duty | EA | 2110 | 53514015497 | 83
165-0026 | E165 25'Cd/230V/1Ph/cCSAus | EA | 1880 | 53514029111 | 84
165-0027 | BA165 575V/3Ph/cCSAus | EA | 2190 | 53514030605 | 82
165-0028 | J165 35'Cd/200-208V/3Ph/cCSAus | EA | 2080 | 53514031992 | 87
165-0029 | D165 35'Cd/230V/1Ph/cCSAus | EA | 2130 | 53514039547 | 88
165-0030 | BE165 230V/1Ph/Pb20'/cCSAus/(165-0004) | EA | 1990 | 53514041786 | 84
165-0031 | G165 50'Cd/460V/3Ph/cCSAus | EA | 2100 | 53514044503 | 91
165-0033 | F165 35'Cd/230V/3Ph/cCSAus | EA | 2050 | 53514054007 | 91
165-0039 | EX165 230V/1Ph/Ex Pr | EA | 3840 | 53514107970 | 117
165-0040 | JX165 200-208V/3Ph/Ex Pr | EA | 4080 | 53514107987 | 117
165-0041 | FX165 230V/3Ph/Ex Pr | EA | 4080 | 53514107994 | 117
165-0042 | GX165 460V/3Ph/Ex Pr | EA | 4080 | 53514108007 | 117
165-0044 | IX165 200-208V/1Ph/Ex Pr | EA | 3770 | 53514108045 | 117
165-0046 | G165 25'Cd/460V/3Ph/cCSAus | EA | 2090 | 53514114336 | 87
165-0048 | EX165 50'Cd/230V/1Ph/Ex Pr | EA | 4120 | 53514153465 | 117
165-0050 | H165 25'Cd/200-208V/1Ph/cCSAus | EA | 2030 | 53514172749 | 84
165-0053 | GX165 50'Cd/460V/3Ph/Ex Pr | EA | 4420 | 53514177560 | 117
165-0056 | D165 50'Cd/230V/1Ph/cCSAus | EA | 2180 | 53514201784 | 91
165-0057 | DX165 230V/1Ph/Ex Pr | EA | 4690 | 53514236267 | 124
165-0058 | HX165 200-208V/1Ph/Ex Pr | EA | 4740 | 53514236281 | 124
165-0061 | J165 50'Cd/200-208V/3Ph/cCSAus | EA | 2130 | 53514240288 | 84
165-0064 | I165 50' Cord/200-208V/1Ph/cCSAus | EA | 1960 | 53514263218 | 84
165-0065 | DX165 50'Cd/230V/1Ph/Ex Pr | EA | 4870 | 53514292232 | 126
165-0066 | EX165 35'Cd/230V/1Ph/Ex Pr | EA | 4070 | 53514305192 | 119
165-0072 | FX165 35'Cd/230V/3Ph/Ex Pr | EA | 4240 | 53514332440 | 118
165-0074 | IX165 50'Cd/200-208V/1Ph/Ex Pr | EA | 4050 | 53514358303 | 117
165-0075 | D165 25'Cd/230V/1Ph/cCSAus | EA | 2060 | 53514362607 | 83
165-0076 | GX165 35'Cd/460V/3Ph/Ex Pr | EA | 4240 | 53514367817 | 117
165-0077 | JX165 50'Cd/200-208V/3Ph/Ex Pr | EA | 4380 | 53514372439 | 117
165-0079 | I165 35' Cord/200-208V/1Ph/cCSAus | EA | 1920 | 53514376048 | 82
170-0022 | Valve Asm,Bull Run | EA | 260 | 53514080167 | 3
170-0044 | Key,Actuator 28" Long | EA | 50 | 53514087920 | 2
170-0045 | Key,Actuator 36" Long | EA | 55 | 53514087937 | 3
170-0046 | Key,Actuator 48" Long | EA | 72 | 53514087944 | 4
170-0048 | Valve Asm,Jandy 3-Port | EA | 250 | 53514091224 | 2
170-0049 | Valve Asm,Jandy 2-Port | EA | 230 | 53514091231 | 2
17-0005 | Conversion Kit,2" To 3" V Or D | EA | 57 | 53514015503 | 0.5
170-0050 | Actuator, Valve 24V | EA | 690 | 53514091248 | 4
170-0055 | Float Tree,Asm-3 Float | EA | 470 | 53514091811 | 2
170-0056 | Float Tree,Asm-4 Float | EA | 590 | 53514091828 | 2
170-0057 | Float Tree,Asm-2 Float | EA | 370 | 53514091835 | 2
170-0060 | Float Tree,Asm-Dbl Piggyback/115V | EA | 470 | 53514094447 | 2
170-0061 | Float Tree,Asm-Dbl Piggyback/230V | EA | 470 | 53514094454 | 2
170-0064 | Valve Asm,K Rain 4402/1.25"Inlet/2 Outlet Oper | EA | 230 | 53514106638 | 4
170-0065 | Valve Asm,K Rain 4403/1.25"Inlet/3 Outlet Oper | EA | 230 | 53514106645 | 4
170-0066 | Valve Asm,K Rain 4404/1.25"Inlet/4 Outlet Oper | EA | 230 | 53514105532 | 4
170-0067 | Valve Asm,K Rain 4605/1.25"Inlet/5 Outlet Oper | EA | 210 | 53514106652 | 4
170-0068 | Valve Asm,K Rain 4606/1.25"Inlet/6 Outlet Oper | EA | 210 | 53514106669 | 4
170-0069 | Valve Asm,K Rain 6402/1.5"Inlet/2 Outlet Oper | EA | 460 | 53514106676 | 8
17-0007 | Conversion Kit,3" To 2" Vent Or Discharge/Flange/Slip/Bolt-On | EA | 45 | 53514015527 | 0.5
170-0070 | Valve Asm,K Rain 6403/1.5"Inlet/3 Outlet Oper | EA | 460 | 53514106683 | 8
170-0071 | Valve Asm,K Rain 6404/1.5"Inlet/4 Outlet Oper | EA | 460 | 53514106690 | 8
170-0072 | Valve Asm,K Rain 6605/1.5"Inlet/5 Outlet Oper | EA | 460 | 53514106706 | 8
170-0073 | Valve Asm,K Rain 6606/1.5"Inlet/6 Outlet Oper | EA | 450 | 53514106713 | 8
170-0074 | Valve,K-Rain Pipe Kit/"4000" 2-4 Zone | EA | 71 | 53514108281 | 1
170-0075 | Valve,K-Rain Pipe Kit/"4000" 5-6 Zone | EA | 85 | 53514108298 | 1
170-0078 | Filter,WW Residential | EA | 60 | 53514112578 | 2
170-0079 | Filter,WW Res/(10 Pack) | EA | 390 | 53514113612 | 16
170-0082 | Discharge Asm,Flexible/1.25"Pvc/HH Step/Sch 40 | EA | 420 | 53514119614 | 4
170-0083 | Discharge Asm,Flexible/1.25"Pvc/Step/Sch 40 | EA | 380 | 53514119638 | 4
170-0084 | Discharge Asm,Flexible/1.25"Pvc/Chk/Step/Sch 40 | EA | 350 | 53514119645 | 4
170-0144 | Filter,WW W-Sanitary Tee/Single Pack | EA | 127 | 53514122973 | 3.5
170-0145 | Filter,WW/W-Sanitary Tee/10-Pack | EA | 1140 | 53514122980 | 28.5
170-0148 | Discharge,Asm/1.25"Pvc/HH Step/Sch 80 | EA | 540 | 53514127602 | 5
170-0149 | Valve Asm,Jandy 3-Port 1.5"Id X 2" OD | EA | 240 | 53514130510 | 2
170-0150 | Valve Asm,Jandy 2-Port 1.5" Id X 2" OD | EA | 220 | 53514130527 | 2
170-0177 | Asm,Extension Kit For 5041 Step/3'Length/2" Disc/Simplex | EA | 300 | 53514195694 | 6.88
170-0181 | Discharge Asm,1" Pvc/HH Step/Sch 40 | EA | 390 | 53514203436 | 4
170-0182 | Discharge Asm,1.25" Pvc/HH Step/Sch 40 | EA | 400 | 53514203511 | 3.2
170-0183 | Discharge Asm,2"Pvc/HH Step/Sch 40 | EA | 620 | 53514203528 | 9.5
170-0184 | Discharge Asm,1.25"Pvc/HH Step/96"Tank/Sch 40 | EA | 430 | 53514203535 | 8
170-0185 | Discharge Asm,2"Pvc/HH Step/96"Tank/Sch 40 | EA | 670 | 53514203542 | 9
170-0186 | Discharge Asm,1.25"Pvc/HH Step/120"Tank/Sch 40 | EA | 490 | 53514203559 | 10
170-0187 | Discharge Asm,2"Pvc/HH Step/120"Tank/Sch 40 | EA | 750 | 53514203566 | 11
170-0195 | Discharge Asm,2"Pvc/HH Step Turbine/Dual Discharge/Sch 40 | EA | 1060 | 53514245542 | 13
170-0197 | Discharge Asm,1.25"Pvc/HH Step Turbine/Dual Discharge/Sch 40 | EA | 860 | 53514255367 | 12
170-0206 | Asm,Extension Kit For 5041 Step/3'Length/2" Disc/Duplex | EA | 440 | 53514300739 | 8.38
170-0217 | Discharge Asm,Flexible/1.25"Pvc/72"HH Step/Sch 40 | EA | 280 | 53514485115 | 4
17-0074 | Cover,D-36"Dia/3V3D/10'T/Insp & Access | EA | 1800 | 53514016104 | 100
17-0080 | Cover,S-18"Dia/2V2D/10'T/For Fg & Poly Basin | EA | 180 | 53514025427 | 17
17-0131 | Cover,S-18"Dia/3V1.5D/For Radon Basin | EA | 126 | 53514038465 | 9
17-0135 | Cover,S-P 18"Dia(Economy)(For Pedestal Pump) | EA | 60 | 53514040130 | 1
17-0149 | Cover,Blank-36"Dia. Fg/W-Hardware Pak | EA | 468 | 53514046071 | 40
17-0181 | Cover,S-P 18"Dia/0V2D | EA | 99 | 53514062392 | 5
17-0190 | Cover,Split-S/18"Dia/2V2D | EA | 119 | 53514065225 | 9
17-0275 | Cover,24"Dia/Septic Tank Riser | EA | 240 | 53514092528 | 16
17-0276 | Cover,S-18"Dia/2V2D/14Ga | EA | 75 | 53514095611 | 8
17-0294 | Cover,S-P 18"Dia/0V1.5D | EA | 85 | 53514097738 | 5
17-0337 | Cover,Blank-24"Dia/Molded Fg/W-Hardware Pak | EA | 410 | 53514113346 | 15
17-0342 | Cover,30"Dia/Septic Tank Riser | EA | 360 | 53514112684 | 24
17-0411 | Cover,S-18"Dia/PSF/2&3V-2D/Economy Basin | EA | 101 | 53514134167 | 8
17-0418 | Cover,S-18"Dia/2V2D/PSF | EA | 139 | 53514136666 | 8
17-0419 | Cover,Split S-18"Dia/2V2D/PSF | EA | 101 | 53514136932 | 8
17-0420 | Cover,Split S-18"Dia/3V3D/PSF | EA | 110 | 53514136949 | 8
17-0421 | Cover,Split S-18"Dia/3V2D/PSF | EA | 104 | 53514136956 | 8
17-0441 | Cover,Blank-18"Dia/PSF | EA | 82 | 53514144678 | 8
17-0693 | Cover,Blank-48"Dia. Fg/Non Skid/Zoeller Logo/W-Hardware pak | EA | 1520 | 53514235802 | 82
172-0003 | Riser Asm,Septic Tank/24"Dia X 1' Lg | EA | 620 | 53514082635 | 36
172-0009 | Riser Asm,Septic Tank/24"Dia X 7' Lg | EA | 1760 | 53514082734 | 163
172-0018 | Riser Asm,Septic Tank/24"Dia X 8" Lg | EA | 550 | 53514084417 | 31
172-0019 | Adhesive,Septic Tank Riser | EA | 350 | 53514084479 | 1
172-0020 | Lockable Latch For 24" Dia Riser | EA | 50 | 53514094768 | 2
172-0028 | Riser Asm,Septic Tank/30"Dia X 8" Lg | EA | 655 | 53514113032 | 47
172-0029 | Riser Asm,Septic Tank/30"Dia X 1' Lg | EA | 1320 | 53514113049 | 53
172-0030 | Riser Asm,Septic Tank/30"Dia X 2'Lg | EA | 1310 | 53514113056 | 79
172-0031 | Riser Asm,Septic Tank/30"Dia X 3'Lg | EA | 1850 | 53514113063 | 105
172-0032 | Riser Asm,Septic Tank/30"Dia X 4'Lg | EA | 2410 | 53514113070 | 131
172-0033 | Riser Asm,Septic Tank/30"Dia X 5'Lg | EA | 5080 | 53514113087 | 157
172-0034 | Riser Asm,Septic Tank/30"Dia X 6'Lg | EA | 6030 | 53514113094 | 183
172-0035 | Riser Asm,Septic Tank/30"Dia X 7'Lg | EA | 6970 | 53514113100 | 209
172-0044 | Riser Asm,Septic Tank/24"Dia X 18" Lg. | EA | 800 | 53514124373 | 47
172-0045 | Riser Asm,Septic Tank/30"Dia. X 18"Lg | EA | 1030 | 53514124380 | 66
172-0047 | Kit,Riser Bolt Down/24" | EA | 180 | 53514143688 | 2
172-0048 | Ring,Riser Seal 24" | EA | 210 | 53514146146 | 5
172-0049 | Ring,Riser Seal 30" | EA | 220 | 53514146153 | 5
172-0056 | Lockable Latch For 30" Riser | EA | 48 | 53514153632 | 2
172-0057 | Kit,Riser Bolt Down/30" | EA | 210 | 53514160159 | 4
173-0001 | Splitter Sys,Tru-Flow On-Site Distribution Sys | EA | 310 | 53514112165 | 14
173-0003 | Splitter Sys,Tru-Flow/80-20 Split/Distribution System | EA | 340 | 53514130978 | 11
173-0005 | Seal,D-Box For 1.5" Thru4" Dia Pipe(5-Per) | EA | 40 | 53514119102 | 1
173-0007 | Riser Asm,Splitter Sys/6" X 36" | EA | 430 | 53514148829 | 6
185-0003 | D185 230V/1Ph/cCSAus | EA | 2000 | 53514016173 | 86
185-0004 | E185 230V/1Ph/cCSAus | EA | 1616 | 53514016180 | 85
185-0005 | G185 460V/3Ph/cCSAus | EA | 1950 | 53514016197 | 85
185-0006 | F185 230V/3Ph/cCSAus | EA | 1950 | 53514016203 | 85
185-0007 | I185 200-208V/1Ph/cCSAus | EA | 1800 | 53514016210 | 85
185-0008 | J185 200-208V/3Ph/cCSAus | EA | 1920 | 53514016227 | 85
185-0010 | I185 35'Cd/200-208V/1Ph/cCSAus | EA | 1890 | 53514026752 | 90
185-0011 | BA185 575V/3Ph/cCSAus | EA | 2100 | 53514030612 | 85
185-0012 | E185 230V/1Ph/Wo Plug/cCSAus | EA | 1860 | 53514033323 | 85
185-0013 | H185 200-208V/1Ph/cCSAus | EA | 1940 | 53514035273 | 86
185-0014 | J185 50'Cd/200-208V/3Ph/cCSAus | EA | 2040 | 53514038458 | 94
185-0015 | BE185 230V/1Ph/Pb20'/cCSAus/(185-0004) | EA | 1950 | 53514041496 | 87
185-0017 | D185 50'Cd/230V/1Ph/cCSAus | EA | 2150 | 53514056926 | 95
185-0018 | D185 35'Cd/230V/1Ph/cCSAus | EA | 2100 | 53514071936 | 91
185-0023 | E185 25'Cd/230V/1Ph/cCSAus | EA | 1920 | 53514099183 | 88
185-0024 | IX185 200-208V/1Ph/Ex Pr | EA | 3590 | 53514108021 | 119
185-0025 | EX185 230V/1Ph/Ex Pr | EA | 3800 | 53514108038 | 119
185-0026 | JX185 200-208V/3Ph/Ex Pr | EA | 4050 | 53514108052 | 119
185-0027 | FX185 230V/3Ph/Ex Pr | EA | 4050 | 53514108069 | 119
185-0028 | GX185 460V/3Ph/Ex Pr | EA | 4050 | 53514108076 | 119
185-0030 | G185 50'Cd/460V/3Ph/cCSAus | EA | 2070 | 53514120719 | 89
185-0031 | E185 50'Cd/230V/1Ph/cCSAus | EA | 2010 | 53514136505 | 88
185-0032 | JX185 35'Cd/200V/3Ph/Ex Pr | EA | 4200 | 53514137953 | 120
185-0033 | GX185 35'Cd/460V/3Ph/Ex Pr | EA | 4210 | 53514138516 | 120
185-0035 | E185 35'Cd/230V/1Ph/cCSAus | EA | 1960 | 53514162719 | 90
185-0038 | F185 25'Cd/230V/3Ph/cCSAus | EA | 2060 | 53514176822 | 87
185-0039 | I185 50'Cd/200-208V/1Ph/cCSAus | EA | 1920 | 53514192877 | 88
185-0040 | DX185 230V/1Ph/Ex Pr | EA | 4660 | 53514236304 | 124
185-0042 | IX185 35'Cd/200-208V/1Ph/Ex Pr | EA | 3750 | 53514211332 | 123
185-0045 | J185 25'Cd/200-208V/3Ph/cCSAus | EA | 2020 | 53514257309 | 90
185-0051 | JX185 50'Cd/200V/3Ph/Ex Pr | EA | 4350 | 53514350291 | 121
185-0054 | F185 50'Cd/230V/3Ph/cCSAus | EA | 2080 | 53514369521 | 87
185-0055 | F185 35'Cd/230V/3Ph/cCSAus | EA | 2020 | 53514372637 | 87
185-0056 | G185 35'Cd/460V/3Ph/cCSAus | EA | 2020 | 53514407254 | 89
185-0057 | HX185 50'Cd/200-208V/1Ph/Ex Pr | EA | 4870 | 53514464103 | 124
186-0003 | D186 230V/1Ph/cCSAus | EA | 2190 | 53514026547 | 91
186-0004 | E186 230V/1Ph/CSA | EA | 2030 | 53514026554 | 90
186-0005 | F186 230V/3Ph/cCSAus | EA | 2200 | 53514026561 | 90
186-0006 | G186 460V/3Ph/cCSAus | EA | 2200 | 53514026578 | 90
186-0007 | H186 200-208V/1Ph/cCSAus | EA | 2160 | 53514026585 | 91
186-0008 | I186 200-208V/1Ph/cCSAus | EA | 1990 | 53514026592 | 90
186-0009 | J186 200-208V/3Ph/cCSAus | EA | 2210 | 53514026608 | 90
186-0010 | BE186 230V/1Ph/Pb20'/CSA/(186-0004) | EA | 2220 | 53514041502 | 92
186-0011 | D186 50'Cd/230V/1Ph/cCSAus | EA | 2330 | 53514057947 | 100
186-0013 | IX186 200-208V/1Ph/Ex Pr | EA | 3900 | 53514108090 | 126
186-0014 | EX186 230V/1Ph/Ex Pr | EA | 3960 | 53514108106 | 126
186-0015 | JX186 200-208V/3Ph/Ex Pr | EA | 4230 | 53514108113 | 126
186-0016 | FX186 230V/3Ph/Ex Pr | EA | 4320 | 53514108120 | 126
186-0017 | GX186 460V/3Ph/Ex Pr | EA | 4320 | 53514108137 | 126
186-0018 | E186 50'Cd/230V/1Ph/CSA | EA | 2190 | 53514160692 | 92
186-0020 | D186 35'Cd/230V/1Ph/cCSAus | EA | 2270 | 53514170721 | 98
186-0021 | EX186 50'Cd/230V/1Ph/Ex Pr | EA | 4240 | 53514175511 | 126
186-0022 | G186 35'Cd/460V/3Ph/cCSAus | EA | 2270 | 53514179069 | 92
186-0023 | DX186 230V/1Ph/Ex Pr | EA | 4920 | 53514236366 | 128
186-0027 | E186 35'Cd/230V/1Ph/CSA | EA | 2130 | 53514331153 | 91
186-0028 | G186 25'Cd/460V/3Ph/cCSAus | EA | 2300 | 53514342227 | 91
186-0029 | BA186 575V/3Ph/cCSAus | EA | 2260 | 53514358204 | 90
186-0030 | GX186 50'Cord/460V/3Ph/Ex Pr | EA | 4620 | 53514359041 | 126
186-0031 | J186 50'Cd/200-208V/3Ph/cCSAus | EA | 2320 | 53514370206 | 90
186-0032 | G186 50'Cd/460V/3Ph/cCSAus | EA | 2320 | 53514370220 | 92
186-0033 | E186 25'Cd/230V/1Ph/CSA | EA | 2100 | 53514372453 | 91
186-0034 | I186 50'Cd/200-208V/1Ph/cCSAus | EA | 2150 | 53514438616 | 90
186-0057 | F186 50'Cd/230V/3Ph/cCSAus | EA | 2320 | 53514339265 | 90
188-0003 | D188 230V/1Ph/cCSAus | EA | 2320 | 53514016241 | 91
188-0004 | E188 230V/1Ph/CSA | EA | 1829 | 53514016258 | 90
188-0005 | F188 230V/3Ph/cCSAus | EA | 2330 | 53514016265 | 90
188-0006 | G188 460V/3Ph/cCSAus | EA | 2330 | 53514016272 | 90
188-0007 | I188 200-208V/1Ph/cCSAus | EA | 2130 | 53514016289 | 90
188-0008 | J188 200-208V/3Ph/cCSAus | EA | 2340 | 53514016296 | 90
188-0010 | G188 35'Cd/460V/3Ph/cCSAus | EA | 2400 | 53514016319 | 95
188-0011 | D188 25'Cd/230V/1Ph/cCSAus | EA | 2390 | 53514026226 | 93
188-0014 | D188 50'Cd/230V/1Ph/cCSAus | EA | 2480 | 53514030155 | 100
188-0015 | BA188 575V/3Ph/cCSAus | EA | 2390 | 53514030629 | 90
188-0016 | F188 50'Cd/230V/3Ph/cCSAus | EA | 2450 | 53514031978 | 99
188-0017 | E188 230V/1Ph/Wo Plug/CSA | EA | 2170 | 53514033330 | 90
188-0018 | BE188 230V/1Ph/Pb20'/cCSAus/(188-0004) | EA | 2350 | 53514041519 | 92
188-0019 | H188 200-208V/1Ph/cCSAus | EA | 2270 | 53514043988 | 91
188-0020 | E188 25'Cd/230V/1Ph/CSA | EA | 2220 | 53514045678 | 93
188-0021 | J188 25'Cd/200-208V/3Ph/cCSAus | EA | 2350 | 53514052669 | 93
188-0022 | F188 35'Cd/230V/3Ph/cCSAus | EA | 2400 | 53514062927 | 95
188-0025 | I188 25'Cd/200-208V/1Ph/cCSAus | EA | 2110 | 53514096892 | 91
188-0026 | E188 35'Cd/230V/1Ph/CSA | EA | 2260 | 53514048723 | 99
188-0027 | IX188 200-208V/1Ph/Ex Pr | EA | 4030 | 53514108144 | 126
188-0028 | EX188 230V/1Ph/Ex Pr | EA | 4090 | 53514108151 | 126
188-0029 | JX188 200-208V/3Ph/Ex Pr | EA | 4360 | 53514108168 | 126
188-0030 | FX188 230V/3Ph/Ex Pr | EA | 4450 | 53514108175 | 126
188-0031 | GX188 460V/3Ph/Ex Pr | EA | 4450 | 53514108182 | 126
188-0032 | BAX188 575V/3Ph/Ex Pr | EA | 4530 | 53514108199 | 126
188-0033 | I188 50'Cd/200-208V/1Ph/cCSAus | EA | 2200 | 53514106751 | 95
188-0034 | H188 35'Cd/200-208V/1Ph/cCSAus | EA | 2280 | 53514113513 | 93
188-0035 | E188 50'Cd/230V/1Ph/CSA | EA | 2320 | 53514113759 | 100
188-0036 | D188 35'Cd/230V/1Ph/cCSAus | EA | 2230 | 53514120122 | 95
188-0038 | G188 50'Cd/460V/3Ph/cCSAus | EA | 2450 | 53514128616 | 95
188-0039 | JX188 35'Cd/200V/3Ph/Ex Pr | EA | 4520 | 53514137946 | 127
188-0040 | GX188 35'Cd/460V/3Ph/Ex Pr | EA | 4600 | 53514138509 | 127
188-0041 | J188 50'Cd/200-208V/3Ph/cCSAus | EA | 2490 | 53514142094 | 94
188-0042 | EX188 25'Cd/230V/1Ph/Ex Pr | EA | 4140 | 53514164508 | 128
188-0046 | I188 35'Cd/200-208V/1Ph/cCSAus | EA | 2150 | 53514193935 | 91
188-0048 | JX188 50'Cd/200V/3Ph/Ex Pr | EA | 4670 | 53514206352 | 132
188-0049 | DX188 230V/1Ph/Ex Pr | EA | 4980 | 53514236403 | 128
188-0050 | HX188 200-208V/1Ph/Ex Pr | EA | 5030 | 53514236427 | 128
188-0051 | G188 50'Cd/460V/3Ph/cCSAus | EA | 2450 | 53514211882 | 93
188-0052 | GX188 50'Cd/460V/3Ph/Ex Pr | EA | 4750 | 53514227722 | 127
188-0054 | J188 35'Cd/200-208V/3Ph/cCSAus | EA | 2400 | 53514326272 | 93
188-0058 | EX188 50'Cd/230V/1Ph/Ex Pr | EA | 4140 | 53514339364 | 128
188-0060 | EX188 35'Cd/230V/1Ph/Ex Pr | EA | 4270 | 53514367800 | 128
188-0061 | IX188 50'Cd/200-208V/1Ph/Ex Pr | EA | 4300 | 53514375102 | 126
188-0062 | F188 25'Cd/230V/3Ph/cCSAus | EA | 2440 | 53514401634 | 95
188-0063 | BA188 50'Cd/575V/3Ph/cCSAus | EA | 2510 | 53514457921 | 90
188-0064 | IX188 25'Cd/200-208V/1Ph/Ex Pr | EA | 4080 | 53514468545 | 126
188-0065 | BE188 35'Cd/230V/1Ph/Pb35'/cCSAus/(188-0004) | EA | 2520 | 53514472610 | 92
188-0066 | BAX188 50'Cd/575V/3Ph/Ex Pr | EA | 4840 | 53514489502 | 126
189-0003 | D189 230V/1Ph/CSA | EA | 2200 | 53514016326 | 91
189-0004 | E189 230V/1Ph/CSA | EA | 1933 | 53514016333 | 90
189-0006 | E189 50'Cd/230V/1Ph/CSA | EA | 2210 | 53514016357 | 99
189-0007 | D189 50'Cd/230V/1Ph/CSA | EA | 2360 | 53514016364 | 100
189-0008 | F189 230V/3Ph/cCSAus | EA | 2320 | 53514016371 | 90
189-0009 | G189 460V/3Ph/cCSAus | EA | 2200 | 53514016388 | 90
189-0010 | J189 200-208V/3Ph/cCSAus | EA | 2210 | 53514016395 | 90
189-0011 | H189 200-208V/1Ph/cCSAus | EA | 2250 | 53514016401 | 91
189-0012 | I189 200-208V/1Ph/cCSAus | EA | 2100 | 53514016418 | 90
189-0015 | E189 35'Cd/230V/1Ph/CSA | EA | 2180 | 53514016449 | 95
189-0016 | E189 25'Cd/230V/1Ph/CSA | EA | 2170 | 53514026530 | 92
189-0017 | BA189 575V/3Ph/cCSAus | EA | 2260 | 53514030636 | 90
189-0018 | E189 230V/1Ph/Wo Plug/CSA | EA | 2060 | 53514033347 | 90
189-0024 | G189 50'Cd/460V/3Ph/cCSAus | EA | 2340 | 53514082079 | 99
189-0025 | J189 35'Cd/200-208V/3Ph/cCSAus | EA | 2280 | 53514086237 | 95
189-0026 | H189 35'Cd/200-208V/1Ph/cCSAus | EA | 2370 | 53514088200 | 95
189-0027 | WD189 230V/1Ph | EA | 2320 | 53514090319 | 93
189-0030 | IX189 200-208V/1Ph/Ex Pr | EA | 3890 | 53514108205 | 126
189-0031 | EX189 230V/1Ph/Ex Pr | EA | 3960 | 53514108212 | 126
189-0032 | JX189 200-208V/3Ph/Ex Pr | EA | 4240 | 53514108229 | 126
189-0033 | FX189 230V/3Ph/Ex Pr | EA | 4330 | 53514108236 | 126
189-0034 | GX189 460V/3Ph/Ex Pr | EA | 4330 | 53514108243 | 126
189-0035 | BAX189 575V/3Ph/Ex Pr | EA | 4410 | 53514108250 | 126
189-0040 | D189 25'Cd/230V/1Ph/CSA | EA | 2310 | 53514125288 | 100
189-0041 | GX189 50'Cd/460V/3Ph/Ex Pr | EA | 4630 | 53514137731 | 129
189-0042 | WD189 50'Cd/230V/1Ph | EA | 2480 | 53514151836 | 98
189-0044 | G189 35'Cd/460V/3Ph/cCSAus | EA | 2300 | 53514173654 | 97
189-0045 | I189 50'Cd/200-208V/1Ph/cCSAus | EA | 2260 | 53514192969 | 95
189-0047 | DX189 230V/1Ph/Ex Pr | EA | 5210 | 53514236441 | 128
189-0048 | HX189 200-208V/1Ph/Ex Pr | EA | 5250 | 53514236465 | 128
189-0049 | D189 35'Cd/230V/1Ph/CSA | EA | 2320 | 53514260569 | 100
189-0051 | G189 25'Cd/460V/3Ph/cCSAus | EA | 2310 | 53514299644 | 96
189-0056 | J189 50'Cd/200-208V/3Ph/cCSAus | EA | 2360 | 53514343675 | 96
189-0057 | F189 35'Cd/230V/3Ph/cCSAus | EA | 2390 | 53514343712 | 91
189-0058 | GX189 35'Cd/460V/3Ph/Ex Pr | EA | 4480 | 53514367831 | 126
189-0059 | DX189 35'Cd/230V/1Ph/Ex Pr | EA | 5150 | 53514367855 | 128
189-0061 | IX189 50'Cd/200-208V/1Ph/Ex Pr | EA | 4130 | 53514387389 | 126
189-0063 | F189 50'Cd/230V/3Ph/cCSAus | EA | 2470 | 53514438623 | 90
189-0064 | GX189 25'Cd/460V/3Ph/Ex Pr | EA | 4370 | 53514439644 | 126
189-0065 | BA189 50'Cd/575V/3Ph/cCSAus | EA | 2390 | 53514457914 | 90
191-0004 | E191 230V/1Ph/cCSAus | EA | 1997 | 53514058548 | 87
191-0006 | E191 25'Cd/230V/1Ph/cCSAus | EA | 2520 | 53514099404 | 88
191-0007 | EX191 230V/1Ph/Ex Pr | EA | 4300 | 53514108267 | 129
191-0008 | E191 50'Cd/230V/1Ph/cCSAus | EA | 2610 | 53514135164 | 89
191-0010 | DX191 230V/1Ph/Ex Pr | EA | 5290 | 53514236489 | 128
191-0011 | E191 35'Cd/230V/1Ph/cCSAus | EA | 2560 | 53514259112 | 89
191-0012 | DX191 50'Cd/230V/1Ph/Ex Pr | EA | 5450 | 53514267315 | 130
191-0013 | EX191 50'Cd/230V/1Ph/Ex Pr | EA | 4580 | 53514331757 | 131
191-0014 | EX191 35'Cd/230V/1Ph/Ex Pr | EA | 4450 | 53514364670 | 131
200-0006 | Qwik Jon Choice/Macerator Pump & Tank/cCSAus | EA | 1057 | 53514475802 | 24
200-0021 | Qwik Jon Choice-System W-Zco Toilet "202" | EA | 1750 | 53514485962 | 109
200-4000 | Qwik Jon Choice-System/Ship to Home | EA | 1568 | 53514498559 | 0
201-0006 | Qwik Jon Premier/Grinder Pump & Tank/cCSAus | EA | 1221 | 53514477400 | 31
201-0021 | Qwik Jon Premier-System W-Zco Toilet "202" | EA | 1970 | 53514485955 | 109
201-4000 | Qwik Jon Premier-System/Ship to Home | EA | 1748 | 53514498566 | 0
202-2000 | Bowl,Toilet/Back Outlet/Elongated/"202"/cCSAus (1.28/1.6GPF) | EA | 303 | 53514195045 | 47
202-3002 | Tank & Cover,Toilet Asm/LH/"202"/cCSAus/Premium | EA | 201 | 53514337803 | 40
202-3003 | Tank & Cover,Toilet Asm/RH/"202"/cCSAus/Premium | EA | 201 | 53514337810 | 40
2057-0005 | BN2057 115V/1Ph/Intermittent HT | EA | 767 | 53514124960 | 27.5
2057-0006 | BE2057 230V/1Ph/Intermittent HT | EA | 950 | 53514124984 | 27.5
2098-0005 | BN2098 115V/1Ph/Intermittent/HT | EA | 960 | 53514125035 | 39
2098-0006 | BE2098 230V/1Ph/Intermittent/HT | EA | 970 | 53514125042 | 39
212-0001 | M212 115V/1Ph/60Hz/.5Hp/cCSAus | EA | 464 | 53514369323 | 17.6
212-0002 | N212 15'Cd/115V/1Ph/60Hz/.5Hp/cCSAus | EA | 430 | 53514411527 | 17.6
2137-0005 | BN2137 115V/1Ph/Intermittent HT | EA | 1160 | 53514125103 | 46
2137-0006 | BE2137 230V/1Ph/Intermittent HT | EA | 1280 | 53514125110 | 46
21734-0001 | Control,Pivot Pro+/Sim/1Ph/208/240V/15-20A/841/842/7012/7013/Start Kits | EA | 3033 | 53514486914 | 24.65
217E4-0001 | Control,Pivot Pro+/Sim/1Ph/240V/6-10A/E611/621/6120/6121/Start Kit | EA | 3083 | 53514500818 | 25
217G4-0001 | Control,Pivot Pro+/Sim/1Ph/240V/13-18A/E631/6122/Start Kit | EA | 3176 | 53514500825 | 25
217H4-0001 | Control,Pivot Pro+/Sim/1Ph/240V/17-23A/E641/6123/Start Kit | EA | 3252 | 53514500870 | 25.35
217Q4-0001 | Control,Pivot Pro+/Sim/1Ph/240V/20-25A/E7110/Start Kit | EA | 3345 | 53514500788 | 26
217R4-0001 | Control,Pivot Pro+/Sim/1Ph/240V/24-32A/E6220/Start Kit | EA | 3506 | 53514497262 | 28
217R4-0002 | Control,Pivot Pro+/Sim/1Ph/240V/24-32A/E651/6124/Start Kit | EA | 3488 | 53514497279 | 27.3
217R4-0003 | Control,Pivot Pro+/Sim/1Ph/240V/24-32A/E6111/E7111/Start Kit | EA | 3425 | 53514497286 | 27.5
217S4-0001 | Control,Pivot Pro+/Sim/1Ph/240V/30-40A/E6221/Start Kit | EA | 3618 | 53514500801 | 29
22734-0001 | Control,Pivot Pro+/Dup/1Ph/208/240V/15-20A/841/842/7012/7013/Start Kits | EA | 3552 | 53514486907 | 28.45
227E4-0001 | Control,Pivot Pro+/Dup/1Ph/240V/6-10A/E611/621/6120/6121/Start Kits | EA | 3603 | 53514500894 | 27.5
227G4-0001 | Control,Pivot Pro+/Dup/1Ph/240V/13-18A/E631/6122/Start Kits | EA | 3805 | 53514500917 | 28.9
227H4-0001 | Control,Pivot Pro+/Dup/1Ph/240V/17-23A/E641/6123/Start Kits | EA | 3949 | 53514500924 | 29.6
227Q4-0001 | Control,Pivot Pro+/Dup/1Ph/240V/20-25A/E7110/Start Kit | EA | 4266 | 53514500795 | 29.15
227R4-0001 | Control,Pivot Pro+/Dup/1Ph/240V/24-32A/E6220/Start Kit | EA | 4906 | 53514497293 | 48
227R4-0002 | Control,Pivot Pro+/Dup/1Ph/240V/24-32A/E651/6124/Start Kit | EA | 4295 | 53514497309 | 33.7
227R4-0003 | Control,Pivot Pro+/Dup/1Ph/240V/24-32A/E6111/E7111/Start Kit | EA | 4295 | 53514497316 | 33.7
227S4-0001 | Control,Pivot Pro+/Dup/1Ph/240V/30-40A/E6221/Start Kit | EA | 5336 | 53514500887 | 50
2282-0005 | BN2282 2F/115V/1Ph/Intermittent HT | EA | 1950 | 53514125196 | 84
2282-0006 | BE2282 2F/230V/1Ph/Intermittent HT | EA | 1950 | 53514125233 | 84
2382-0005 | BN2282 3F/115V/1Ph/Intermittent HT | EA | 1950 | 53514125219 | 83
2382-0006 | BE2282 3F/230V/1Ph/Intermittent HT | EA | 1950 | 53514125240 | 83
261-0001 | M161 2F/115V/1Ph/cCSAus/(161-0001) | EA | 1970 | 53514017316 | 86
261-0002 | N161 2F/115V/1Ph/CSA/(161-0002) | EA | 1780 | 53514017323 | 85
261-0003 | D161 2F/230V/1Ph/cCSAus/(161-0003) | EA | 1830 | 53514017330 | 86
261-0004 | E161 2F/230V/1Ph/cCSAus/(161-0004) | EA | 1680 | 53514017347 | 85
261-0005 | M161 2F/50'Cd/115V/1Ph/cCSAus/(161-0009) | EA | 2290 | 53514017354 | 95
261-0006 | H161 2F/200-208V/1Ph/cCSAus/(161-0010) | EA | 1890 | 53514017361 | 86
261-0007 | N161 2F/35'Cd/115V/1Ph/CSA/(161-0016) | EA | 1810 | 53514026837 | 90
261-0008 | M161 2F/35'Cd/115V/1Ph/cCSAus/(161-0017) | EA | 2070 | 53514030490 | 91
261-0009 | J161 2F/200-208V/3Ph/cCSAus/(161-0012) | EA | 1760 | 53514032050 | 85
261-0010 | E161 2F/230V/1Ph/cCSAus/(161-0021) | EA | 1690 | 53514045128 | 85
261-0011 | F161 2F/230V/3Ph/cCSAus/(161-0011) | EA | 1760 | 53514034153 | 85
261-0012 | G161 2F/460V/3Ph/cCSAus/(161-0007) | EA | 1760 | 53514036980 | 85
261-0013 | I161 2F/200-208V/1Ph/cCSAus/(161-0005) | EA | 1740 | 53514037314 | 85
261-0015 | N161 2F/50'Cd/115V/1Ph/CSA/(161-0024) | EA | 2100 | 53514039950 | 94
261-0016 | BN161 2F/115V/1Ph/Pb20'/CSA/(161-0002) | EA | 1970 | 53514042424 | 87
261-0017 | N161 2F/25'Cd/115V/1Ph/CSA/(161-0028) | EA | 1850 | 53514047207 | 87
261-0018 | E161 2F/35'Cd/230V/1P/cCSAus/(161-0031) | EA | 1780 | 53514056995 | 90
261-0019 | G161 2F/460V/3Ph/ED/(161-0032) | EA | 1800 | 53514064723 | 85
261-0020 | M161 2F/25'Cd/115V/1Ph/cCSAus/(161-00006) | EA | 2040 | 53514067571 | 88
261-0021 | G161 2F/35'Cd/460V/3Ph/cCSAus/(161-0020) | EA | 1880 | 53514069780 | 90
261-0022 | I161 2F/25'Cd/200-208V/1Ph/cCSAus/(161-0035) | EA | 1790 | 53514078522 | 87
261-0023 | I161 2F/35'Cd/200-208V/1Ph/cCSAus/(161-0036) | EA | 1800 | 53514078539 | 90
261-0024 | BE161 2F/230V/1Ph/Pb20'/cCSAus/(161-0004) | EA | 1780 | 53514079376 | 87
261-0025 | D161 2F/25'Cd/230V/1Ph/cCSAus/(161-0030) | EA | 1900 | 53514086381 | 88
261-0026 | F161 2F/35'Cd/230V/3Ph/cCSAus/(161-0037) | EA | 1880 | 53514087180 | 88
261-0031 | NX161 2F/115V/1Ph/Ex Pr/(161-0042) | EA | 3740 | 53514118105 | 119
261-0032 | E161 2F/25'Cd/230V/1P/cCSAus/(161-0049) | EA | 1750 | 53514122812 | 90
261-0034 | EX161 2F/230V/1Ph/Ex Pr/(161-0044) | EA | 3650 | 53514132859 | 119
261-0035 | JX161 2F/200-208V/3Ph/Ex Pr/(161-0045) | EA | 3700 | 53514133412 | 119
261-0036 | E161 2F/50'Cd/230V/1Ph/cCSAus/(161-0038) | EA | 1830 | 53514135904 | 90
261-0037 | GX161 2F/460V/3Ph/Ex Pr/(161-0047) | EA | 3900 | 53514148997 | 119
261-0038 | EX161 2F/50'Cd/230V/1Ph/Ex Pr(161-0055) | EA | 3930 | 53514152130 | 123
261-0041 | NX161 2F/25'Cd/115V/1Ph/Ex Pr/(161-0064) | EA | 3790 | 53514182113 | 120
261-0042 | F161 2F/25'Cd/230V/3Ph/cCSAus/(161-0066) | EA | 1870 | 53514189068 | 86
261-0043 | I161 2F/50'Cd/200-208V/1Ph/cCSAus/(161-0022) | EA | 1840 | 53514192952 | 92
261-0044 | GX161 2F/50'Cd/460V/3Ph/Ex Pr/(161-0069) | EA | 4190 | 53514201661 | 125
261-0045 | IX161 2F/200-208V/1Ph/Ex Pr/(161-0043) | EA | 3710 | 53514207267 | 119
261-0046 | EX161 2F/25'Cd/230V/1Ph/Ex Pr/(161-0061) | EA | 3710 | 53514211905 | 120
261-0047 | NX161 2F/50'Cd/115V/1Ph/Ex Pr/(161-0051) | EA | 3840 | 53514229399 | 120
261-0048 | J161 2F/35'CD/200-208V/3Ph/cCSAus/(161-0076) | EA | 1880 | 53514234805 | 85
261-0049 | MX161 2F/50'Cd/115V/1Ph/Ex Pr/(161-0083) | EA | 4830 | 53514259938 | 126
261-0050 | MX161 2F/115V/1Ph/Ex Pr/(161-0071) | EA | 4670 | 53514270216 | 126
261-0051 | N161 2F/115V/1Ph/ED/(161-0085) | EA | 1810 | 53514270551 | 85
261-0052 | IX161 2F/35'Cd/200-208V/1Ph/Ex Pr/(161-0048) | EA | 3870 | 53514279530 | 121
261-0054 | G161 2F/50'Cd/460V/3Ph/cCSAus/(161-0054) | EA | 1920 | 53514285111 | 92
261-0055 | J161 2F/50'Cd/200-208V/3Ph/cCSAus/(161-0057) | EA | 1990 | 53514310837 | 84
261-0056 | D161 2F/35'Cd/230V/1Ph/cCSAus/(161-0008) | EA | 1920 | 53514315887 | 89
261-0057 | D161 2F/50'Cd/230V/1Ph/cCSAus/(161-0052) | EA | 1970 | 53514315900 | 90
261-0059 | J161 2F/25'Cd/200-208V/3Ph/cCSAus/(161-0023) | EA | 1870 | 53514318192 | 86
261-0061 | G161 2F/25'Cd/460V/3Ph/cCSAus/(161-0092) | EA | 1870 | 53514330309 | 90
261-0062 | BN161 2F/50'Cd/115V/1Ph/Pb50'/CSA/(161-0075) | EA | 2660 | 53514330767 | 89
261-0063 | DX161 2F/230V/1Ph/EX Pr/(161-0072) | EA | 4660 | 53514331016 | 122
261-0064 | F161 2F/50'Cd/230V/3Ph/cCSAus/(161-0101) | EA | 1920 | 53514331351 | 88
261-0065 | GX161 2F/35'Cd/460V/3Ph/Ex Pr/(161-0063) | EA | 4050 | 53514351342 | 125
261-0066 | IX161 2F/25'Cd/200-208V/1Ph/Ex Pr/(161-0088) | EA | 3780 | 53514359751 | 121
261-0067 | BN161 2F/35'Cd/115V/1Ph/Pb35'/CSA | EA | 2040 | 53514365035 | 87
261-0071 | NX161 2F/35'Cd/115V/1Ph/Ex Pr/(161-0053) | EA | 3720 | 53514492489 | 120
261-0074 | JX161 2F/50'Cd/200-208V/3Ph/Ex Pr/(161-0074) | EA | 4010 | 53514381998 | 119
261-0101 | IX161 2F/50'Cd/200-208V/1Ph/Ex Pr/(161-0077) | EA | 4000 | 53514329266 | 122
263-0001 | M163 2F/115V/1Ph/cCSAus/(163-0001) | EA | 1960 | 53514017422 | 86
263-0002 | N163 2F/115V/1Ph/CSA/(163-0002) | EA | 1770 | 53514017439 | 85
263-0003 | D163 2F/230V/1Ph/cCSAus/(163-0003) | EA | 1820 | 53514017446 | 86
263-0004 | E163 2F/230V/1Ph/cCSAus/(163-0004) | EA | 1680 | 53514017453 | 85
263-0005 | N163 2F/25'Cd/115V/1Ph/CSA/(163-0021) | EA | 1840 | 53514017460 | 87
263-0007 | M163 2F/50'Cd/115V/1Ph/cCSAus/(163-0029) | EA | 2290 | 53514026455 | 95
263-0008 | N163 2F/50'Cd/115V/1Ph/CSA/(163-0015) | EA | 2090 | 53514026905 | 94
263-0009 | M163 2F/25'Cd/115V/1Ph/cCSAus/(163-0030) | EA | 2030 | 53514028244 | 87
263-0010 | D163 2F/25'Cd/230V/1Ph/cCSAus/(163-0025) | EA | 1900 | 53514037024 | 88
263-0011 | G163 2F/460V/3Ph/cCSAus/(163-0031) | EA | 1760 | 53514038038 | 85
263-0012 | H163 2F/200-208V/1Ph/cCSAus/(163-0007) | EA | 1900 | 53514038144 | 86
263-0013 | I163 2F/200-208V/1Ph/cCSAus/(163-0010) | EA | 1740 | 53514041243 | 85
263-0014 | BN163 2F/115V/1Ph/Pb20'/CSA/(163-0002) | EA | 1960 | 53514041748 | 85
263-0015 | J163 2F/200-208V/3Ph/cCSAus/(163-0008) | EA | 1760 | 53514042226 | 85
263-0016 | BE163 2F/230V/1Ph/Pb20'/cCSAus/(163-0004) | EA | 1770 | 53514043094 | 85
263-0017 | M163 2F/35'Cd/115V/1Ph/cCSAus/(163-0016) | EA | 2070 | 53514061166 | 87
263-0018 | F163 2F/230V/3Ph/cCSAus/(163-0009) | EA | 1760 | 53514070403 | 84
263-0020 | G163 2F/50'Cd/460V/3Ph/cCSAus/(163-0032) | EA | 1860 | 53514073824 | 90
263-0022 | GX163 2F/25'Cd/460V/3Ph/Ex Pr/(163-0057) | EA | 3940 | 53514133634 | 120
263-0023 | NX163 2F/115V/1Ph/Ex Pr/(163-0049) | EA | 3730 | 53514138653 | 118
263-0024 | E163 2F/35'Cd/230V/1Ph/cCSAus/(163-0043) | EA | 1770 | 53514146740 | 84
263-0025 | JX163 2F/200-208V/3Ph/Ex Pr/(163-0051) | EA | 3700 | 53514154127 | 116
263-0026 | D163 2F/35'Cd/230V/1Ph/cCSAus/(163-0037) | EA | 1920 | 53514158750 | 89
263-0027 | J163 2F/25'Cd/200-208V/3Ph/cCSAus/(163-0064) | EA | 1870 | 53514166694 | 85
263-0028 | JX163 2F/25'Cd/200-208V/Ex Pr/(163-0065) | EA | 3740 | 53514166717 | 118
263-0029 | H163 2F/25'Cd/200-208V/1Ph/cCSAus/(163-0067) | EA | 1950 | 53514170974 | 84
263-0030 | GX163 2F/460V/3Ph/Ex Pr/(163-0053) | EA | 3890 | 53514174415 | 118
263-0031 | IX163 2F/200-208V/1Ph/Ex Pr/(163-0054) | EA | 3710 | 53514199388 | 118
263-0032 | FX163 2F/230V/3Ph/Ex Pr/(163-0052) | EA | 3890 | 53514199821 | 118
263-0033 | I163 2F/25'Cd/200-208V/1Ph/cCSAus/(163-0072) | EA | 1790 | 53514202422 | 87
263-0034 | I163 2F/35'Cd/200-208V/1Ph/cCSAus/(163-0039) | EA | 1800 | 53514202996 | 88
263-0035 | G163 2F/35'Cd/460V/3Ph/cCSAus/(163-0074) | EA | 1880 | 53514205270 | 85
263-0036 | J163 2F/50'Cord/200-208V/3Ph/cCSAus/(163-0069) | EA | 1920 | 53514228613 | 85
263-0038 | MX163 2F/50'Cd/115V/1Ph/Ex Pr/(163-0085) | EA | 4830 | 53514314330 | 115
263-0039 | EX163 2F/230V/1Ph/Ex Pr/(163-0050) | EA | 3650 | 53514320720 | 120
263-0040 | JX163 2F/50'Cd/200-208V/Ex Pr/(163-0066) | EA | 4000 | 53514330255 | 120
263-0041 | J163 2F/35'Cd/200-208V/3Ph/cCSAus/(163-0078) | EA | 1880 | 53514339173 | 86
263-0042 | GX163 2F/50'Cd/460V/3Ph/Ex Pr/(163-0096) | EA | 4200 | 53514357177 | 120
263-0043 | E163 50'Cd/2F/230V/1Ph/cCSAus/(163-0035) | EA | 1820 | 53514358372 | 88
263-0044 | NX163 2F/50'Cd/115V/1Ph/Ex Pr/(163-0062) | EA | 3960 | 53514360030 | 118
263-0045 | IX163 2F/50'Cd/200-208V/1Ph/Ex Pr/(163-0073) | EA | 3980 | 53514360078 | 118
263-0046 | I163 2F/50'Cd/200-208V/1Ph/cCSAus/(163-0048) | EA | 1840 | 53514361358 | 88
263-0047 | MX163 2F/115V/1Ph/Ex Pr/(163-0075) | EA | 4670 | 53514366599 | 115
263-0048 | IX163 2F/35'Cd/200-208V/1Ph/Ex Pr/(163-0098) | EA | 3890 | 53514367152 | 118
263-0049 | HX163 2F/200-208V/1Ph/Ex Pr/(163-0077) | EA | 4720 | 53514376000 | 123
263-0050 | MX163 2F/35'Cd/115V/1Ph/Ex Pr/(163-0097) | EA | 4790 | 53514377502 | 115
264-0001 | M264 115V/1Ph/cCSAus | EA | 560 | 53514071684 | 35.5
264-0002 | N264 115V/1Ph/cCSAus | EA | 514 | 53514071691 | 34.5
264-0003 | D264 230V/1Ph/cCSAus | EA | 770 | 53514071707 | 35.5
264-0004 | E264 230V/1Ph/cCSAus | EA | 710 | 53514071714 | 34.5
264-0005 | BN264 115V/1Ph/15'Pb/cCSAus | EA | 566 | 53514071738 | 38.5
264-0006 | BE264 230V/1Ph/15'Pb/cCSAus | EA | 730 | 53514071745 | 39.5
264-0007 | M264 25'Cd/115V/1Ph/cCSAus | EA | 680 | 53514075262 | 36.5
264-0010 | N264 25'Cd/115V/1Ph/cCSAus | EA | 620 | 53514079277 | 38.5
264-0017 | N264 35'Cd/115V/1Ph/cCSAus | EA | 720 | 53514088620 | 39.5
264-0021 | E264 25'Cd/230V/1Ph/cCSAus | EA | 770 | 53514093266 | 39.5
264-0024 | D264 25'Cd/230V/1Ph/cCSAus | EA | 840 | 53514104405 | 36.5
264-0025 | M264 35'Cd/115V/1Ph/cCSAus | EA | 780 | 53514104689 | 38.5
264-0026 | M264 50'Cd/115V/1Ph/cCSAus | EA | 850 | 53514106805 | 41.5
264-0028 | E264 50'Cd/230V/1Ph/cCSAus | EA | 800 | 53514121488 | 41.5
264-0030 | E264 35'Cd/230V/1Ph/cCSAus | EA | 800 | 53514212247 | 41
264-0037 | D264 50'Cd/230V/1Ph/cCSAus | EA | 900 | 53514366384 | 35.5
265-0003 | D165 2F/230V/1Ph/cCSAus/(165-0003) | EA | 2090 | 53514017484 | 86
265-0004 | E165 2F/230V/1Ph/cCSAus/(165-0004) | EA | 1950 | 53514017491 | 85
265-0005 | J165 2F/200-208V/3Ph/cCSAus/(165-0009) | EA | 2060 | 53514017507 | 85
265-0006 | I165 2F/200-208V/1Ph/cCSAus/(165-0020) | EA | 1890 | 53514017514 | 85
265-0007 | G165 2F/460V/3Ph/cCSAus/(165-0008) | EA | 2030 | 53514017521 | 85
265-0009 | F165 2F/230V/3Ph/cCSAus/(165-0015) | EA | 2040 | 53514017545 | 85
265-0010 | D165 2F/230V/1Ph/ED/(165-0025) | EA | 2160 | 53514017552 | 86
265-0011 | E165 2F/25'Cd/230V/1Ph/cCSAus/(165-0026) | EA | 1930 | 53514029128 | 87
265-0012 | BA165 2F/575V/3Ph/cCSAus/(165-0027) | EA | 2250 | 53514030643 | 85
265-0013 | G165 2F/35'Cd/460V/3Ph/cCSAus/(165-0023) | EA | 2100 | 53514037079 | 90
265-0014 | H165 2F/200-208V/1Ph/cCSAus/(165-0012) | EA | 2030 | 53514037192 | 86
265-0015 | D165 2F/35'Cd/230V/1Ph/cCSAus/(165-0029) | EA | 2190 | 53514039554 | 91
265-0016 | BE165 2F/230V/1Ph/Pb/cCSAus/(165-0004) | EA | 2040 | 53514044282 | 83
265-0017 | G165 2F/50'Cd/460V/3Ph/cCSAus/(165-0031) | EA | 2160 | 53514045807 | 92
265-0018 | F165 2F/35'/230V/3Ph/cCSAus/(165-0033) | EA | 2110 | 53514053994 | 90
265-0019 | E165 2F/50'Cd/230V/1Ph/cCSAus/(165-0014) | EA | 2090 | 53514062569 | 90
265-0022 | E165 2F/35'Cd/230V/1Ph/cCSAus/(165-0013) | EA | 2040 | 53514086299 | 87
265-0024 | H165 2F/50'Cd/200-208V/1Ph/cCSAus/(165-0045) | EA | 2190 | 53514109592 | 90
265-0026 | EX165 2F/230V/1Ph/Ex Pr/(165-0039) | EA | 3890 | 53514137083 | 118
265-0027 | J165 2F/35'Cd/200-208V/3Ph/cCSAus/(165-0028) | EA | 2130 | 53514165697 | 87
265-0030 | GX165 2F/460V/3Ph/Ex Pr/(165-0042) | EA | 4140 | 53514184827 | 118
265-0031 | J165 2F/25'Cd/200-208V/3Ph/cCSAus/(165-0055) | EA | 2170 | 53514190606 | 88
265-0032 | I165 2F/25' Cord/200-208V/1Ph/cCSAus/(165-0059) | EA | 1980 | 53514228170 | 85
265-0033 | GX165 2F/25'Cd/460V/3Ph/Ex Pr/(165-0060) | EA | 4180 | 53514239510 | 118
265-0034 | J165 2F/50'Cd/200-208V/3Ph/cCSAus/(165-0061) | EA | 2190 | 53514240301 | 87
265-0035 | G165 2F/25'Cd/460V/3Ph/cCSAus/(165-0046) | EA | 2140 | 53514259457 | 90
265-0036 | I165 2F/50' Cord/200-208V/1Ph/cCSAus/(165-0064) | EA | 2020 | 53514263232 | 85
265-0039 | FX165 2F/35'Cd/230V/3Ph/Ex Pr/(165-0072) | EA | 4290 | 53514332457 | 118
265-0040 | IX165 2F/200V/1Ph/Ex Pr/(165-0044) | EA | 3820 | 53514332471 | 117
265-0041 | D165 2F/50'Cd/230V/1Ph/cCSAus/(165-00056) | EA | 2240 | 53514346195 | 94
265-0043 | D165 2F/25'Cd/230V/1Ph/cCSAus/(165-0075) | EA | 2120 | 53514362614 | 86
265-0044 | HX165 2F/200V/1Ph/Ex Pr/(165-0058) | EA | 4800 | 53514366674 | 118
266-0001 | M266 115V/1Ph/cCSAus | EA | 652 | 53514017569 | 41
266-0002 | N266 115V/1Ph/cCSAus | EA | 577 | 53514017576 | 40
266-0003 | D266 230V/1Ph/cCSAus | EA | 840 | 53514017583 | 41
266-0004 | E266 230V/1Ph/cCSAus | EA | 770 | 53514017590 | 40
266-0005 | BN266 115V/1Ph/Pb15'/cCSAus | EA | 623 | 53514017606 | 42
266-0006 | F266 230V/3Ph/cCSAus | EA | 900 | 53514028367 | 40
266-0007 | G266 460V/3Ph/cCSAus | EA | 900 | 53514028374 | 40
266-0008 | J266 200-208V/3Ph/cCSAus | EA | 900 | 53514028381 | 40
266-0009 | H266 200-208V/1Ph/cCSAus | EA | 880 | 53514028398 | 41
266-0010 | I266 200-208V/1Ph/cCSAus | EA | 820 | 53514028404 | 40
266-0017 | M266 50'Cd/115V/1Ph/cCSAus | EA | 810 | 53514037048 | 50
266-0018 | M266 25'Cd/115V/1Ph/cCSAus | EA | 790 | 53514037260 | 43
266-0020 | BE266 230V/1Ph/Pb15'/MFS/cCSAus | EA | 820 | 53514041342 | 42
266-0022 | N266 25'Cd/115V/1Ph/cCSAus | EA | 710 | 53514059255 | 45
266-0023 | N266 115V/1Ph/Ci Imp/cCSAus | EA | 680 | 53514050245 | 41
266-0024 | D266 230V/1Ph/CI Imp/cCSAus | EA | 880 | 53514065591 | 42
266-0025 | M266 35'Cd/115V/1Ph/cCSAus | EA | 780 | 53514077365 | 52
266-0028 | D266 35'Cd/230V/1Ph/cCSAus | EA | 920 | 53514113551 | 42
266-0029 | E266 50'Cd/230V/1Ph/cCSAus | EA | 900 | 53514119492 | 40
266-0031 | G266 35'Cd/460V/3Ph/cCSAus | EA | 990 | 53514134068 | 42
266-0032 | J266 25'Cd/200-208V/3Ph/cCSAus | EA | 970 | 53514135812 | 40
266-0033 | M266 15'Cd/115V/1Ph/cCSAus | EA | 740 | 53514144739 | 41
266-0034 | N266 50'Cd/115V/1Ph/cCSAus | EA | 810 | 53514145057 | 48
266-0035 | N266 35'Cd/115V/1Ph/cCSAus | EA | 700 | 53514146122 | 42
266-0037 | F266 25'Cd/230V/3Ph/cCSAus | EA | 970 | 53514176839 | 40
266-0038 | D266 25'Cd/230V/1Ph/cCSAus | EA | 900 | 53514177164 | 41
266-0039 | F266 35'Cd/230V/3Ph/cCSAus | EA | 990 | 53514178567 | 41
266-0040 | J266 50'Cd/200-208V/3Ph/cCSAus | EA | 1020 | 53514192754 | 43
266-0041 | J266 35'Cd/200-208V/3Ph/cCSAus | EA | 990 | 53514192761 | 41
266-0042 | E266 25'Cd/230V/1Ph/cCSAus | EA | 830 | 53514197988 | 38
266-0043 | I266 25'Cd/200-208V/1Ph/cCSAus | EA | 880 | 53514211318 | 39.5
266-0046 | G266 25'Cd/460V/3Ph/cCSAus | EA | 970 | 53514309848 | 39.5
266-0053 | H266 25'Cd/200-208V/1Ph/cCSAus | EA | 950 | 53514354138 | 39.5
266-0056 | H266 15'Cd/200-208V/1Ph/cCSAus | EA | 910 | 53514383855 | 39.5
266-0060 | I266 35'Cd/200-208V/1Ph/cCSAus | EA | 900 | 53514441562 | 39.5
266-0061 | M266 25'Cd/115V/1Ph/cCSAus/CI Impeller | EA | 830 | 53514449667 | 50
267-0001 | M267 115V/1Ph/cCSAus | EA | 671 | 53514017613 | 47.5
267-0002 | N267 115V/1Ph/cCSAus | EA | 602 | 53514017620 | 45.5
267-0003 | D267 230V/1Ph/cCSAus | EA | 860 | 53514017637 | 47.5
267-0004 | E267 230V/1Ph/cCSAus | EA | 722 | 53514017644 | 45.5
267-0006 | M267 25'Cd/115V/1Ph/cCSAus | EA | 731 | 53514017651 | 49.5
267-0008 | M267 15'Cd/115V/1Ph/cCSAus | EA | 770 | 53514017675 | 47.5
267-0010 | F267 230V/3Ph/cCSAus | EA | 920 | 53514017682 | 45.5
267-0011 | J267 200-208V/3Ph/cCSAus | EA | 920 | 53514017699 | 45.5
267-0012 | D267 15'Cd/230V/1Ph/cCSAus | EA | 890 | 53514017705 | 47.5
267-0013 | N267 25'Cd/115V/1Ph/cCSAus | EA | 662 | 53514017712 | 47.5
267-0020 | M267 50'Cd/115V/1Ph/cCSAus | EA | 781 | 53514017736 | 56.5
267-0024 | E267 230V/1Ph/cCSAus/No Plug | EA | 790 | 53514045104 | 45.5
267-0027 | N267 35'Cd/115V/1Ph/cCSAus | EA | 770 | 53514017798 | 50.5
267-0029 | M267 35'Cd/115V/1Ph/cCSAus | EA | 820 | 53514017804 | 52.5
267-0030 | M267 115V/1Ph/Extra Duty | EA | 790 | 53514017811 | 47.5
267-0031 | E267 50'Cd/230V/1Ph/cCSAus | EA | 920 | 53514017828 | 54.5
267-0032 | BN267 115V/1Ph/Pb15'/cCSAus Pump | EA | 655 | 53514017835 | 47.5
267-0033 | D267 25'Cd/230V/1Ph/cCSAus | EA | 930 | 53514017842 | 49.5
267-0034 | M267 15'Cd/115V/1Ph/ED | EA | 820 | 53514017859 | 47.5
267-0038 | N267 50'Cd/115V/1Ph/cCSAus | EA | 840 | 53514017897 | 54.5
267-0039 | E267 25'Cd/230V/1Ph/cCSAus | EA | 850 | 53514017903 | 47.5
267-0041 | G267 460V/3Ph/cCSAus | EA | 920 | 53514028411 | 45.5
267-0042 | H267 200-208V/1Ph/cCSAus | EA | 910 | 53514028428 | 47.5
267-0043 | I267 200-208V/1Ph/cCSAus | EA | 840 | 53514028435 | 45.5
267-0046 | D267 50'Cd/230V/1Ph/cCSAus | EA | 990 | 53514030186 | 56.5
267-0049 | E267 230V/1Ph/Extra Duty | EA | 840 | 53514036546 | 45.5
267-0050 | M267 115V/1Ph/Ci Imp/cCSAus | EA | 711 | 53514040536 | 48.5
267-0051 | N267 115V/1Ph/Ci Imp/cCSAus | EA | 690 | 53514040543 | 46.5
267-0053 | H267 25'Cd/200-208V/1Ph//cCSAus/CI Imp | EA | 980 | 53514040840 | 49.5
267-0054 | BE267 230V/1Ph/15'Pb/cCSAus Pump | EA | 850 | 53514041359 | 47.5
267-0055 | G267 50'Cd/460V/3Ph/cCSAus | EA | 1040 | 53514041656 | 54.5
267-0057 | BN267 115V/1Ph/Pb15'/CI Impeller/cCSAus Pump | EA | 750 | 53514047825 | 48.5
267-0059 | E267 230V/1Ph/C.I. Imp/cCSAus | EA | 830 | 53514050221 | 46.5
267-0060 | G267 25'Cd/460V/3Ph/cCSAus | EA | 990 | 53514053765 | 47.5
267-0061 | J267 35'Cd/200-208V/3Ph/cCSAus | EA | 1010 | 53514056414 | 50.5
267-0064 | N267 35'Cd/115V/1Ph/CI Imp/cCSAus | EA | 820 | 53514065386 | 51.5
267-0066 | I267 25'Cd/200V/1Ph/cCSAus | EA | 900 | 53514069964 | 45.5
267-0067 | D267 230V/1Ph/CI Imp/cCSAus | EA | 910 | 53514070410 | 48.5
267-0068 | E267 35'Cd/230V/1Ph/cCSAus | EA | 880 | 53514078225 | 52.5
267-0069 | I267 200-208V/1Ph/cCSAus/CI Imp | EA | 880 | 53514086633 | 45.5
267-0070 | M267 15'Cd/115V/1Ph/Ci Imp/cCSAus | EA | 810 | 53514088477 | 48.5
267-0072 | H267 200-208V/1Ph/cCSAus/CI Imp | EA | 950 | 53514092115 | 49.5
267-0077 | M267 25'Cd/115V/1Ph/Ci Imp/cCSAus | EA | 850 | 53514093273 | 49.5
267-0078 | D267 35'Cd/230V/1Ph/cCSAus | EA | 960 | 53514093280 | 54.5
267-0080 | N267 115V/1Ph/Extra Duty | EA | 720 | 53514095857 | 45.5
267-0081 | J267 25'Cd/200-208V/3Ph/cCSAus | EA | 990 | 53514096175 | 48.5
267-0084 | N267 50'Cd/115V/1Ph/Ci Imp/cCSAus | EA | 890 | 53514106409 | 54.5
267-0085 | F267 25'Cd/230V/3Ph/cCSAus | EA | 1010 | 53514113018 | 45.5
267-0087 | M267 50'Cd/115V/1Ph/Ci Imp/cCSAus | EA | 940 | 53514123130 | 56.5
267-0088 | BE267 35'Cd/230V/1Ph/35'Pb/cCSAus | EA | 1020 | 53514141349 | 52.5
267-0089 | J267 200-208V/3Ph/ED | EA | 980 | 53514142162 | 45.5
267-0090 | H267 50'Cd/200-208V/1Ph/cCSAus | EA | 1040 | 53514154486 | 47.5
267-0095 | I267 50'Cd/200-208V/1Ph/cCSAus | EA | 960 | 53514165017 | 46.5
267-0096 | E267 25'Cd/230V/1Ph/C.I. Imp/cCSAus | EA | 900 | 53514175115 | 47.5
267-0097 | G267 35'Cd/460V/3Ph/cCSAus | EA | 1010 | 53514178437 | 52.5
267-0098 | I267 35'Cd/200-208V/1Ph/cCSAus | EA | 920 | 53514194826 | 46
267-0099 | M267 35'Cd/115V/1Ph/Ci Imp/cCSAus | EA | 870 | 53514195755 | 48.5
267-0101 | N267 25'Cd/115V/1Ph/Ci Imp/cCSAus | EA | 770 | 53514210588 | 53.5
267-0102 | E267 25' Cord/230V/1Ph/Extra Duty | EA | 910 | 53514228293 | 45.5
267-0103 | J267 50'Cd/200-208V/3Ph/cCSAus | EA | 1050 | 53514230159 | 50.5
267-0104 | E267 35'Cd/230V/1Ph/C.I. Imp/cCSAus | EA | 920 | 53514232795 | 47.5
267-0107 | F267 35'Cd/230V/3Ph/cCSAus | EA | 1010 | 53514268398 | 46.5
267-0108 | F267 230V/3Ph/Extra Duty | EA | 970 | 53514296308 | 45.5
267-0109 | N267 115V/1Ph/CI-Imp/Extra Duty | EA | 770 | 53514296322 | 45.5
267-0110 | G267 25'Cd/460V/3Ph/ED | EA | 1050 | 53514296872 | 47.5
267-0111 | D267 25'Cd/230V/1Ph/cCSAus/CI Impeller | EA | 980 | 53514313654 | 49.5
267-0117 | F267 50'Cd/230V/3Ph/cCSAus | EA | 1040 | 53514327422 | 46.5
267-0120 | H267 35'Cd/200-208V/1Ph/cCSAus | EA | 1000 | 53514407759 | 47.5
267-0122 | H267 15'Cd/200-208V/1Ph/cCSAus | EA | 940 | 53514484002 | 47.5
270-0002 | N270 115V/1Ph/cCSAus | EA | 948 | 53514057817 | 48
270-0004 | E270 230V/1Ph/cCSAus | EA | 1049 | 53514062132 | 48
270-0005 | BN270 115V/1Ph/Pb20'/cCSAus | EA | 1026 | 53514062378 | 51
270-0006 | BE270 230V/1Ph/Pb20'/cCSAus | EA | 1160 | 53514062385 | 51
270-0009 | E270 25'Cd/230V/1Ph/cCSAus | EA | 1210 | 53514083656 | 51
270-0016 | E270 50'Cd/230V/1Ph/cCSAus | EA | 1270 | 53514100711 | 51
270-0019 | N270 25'Cd/115V/1Ph/cCSAus | EA | 1100 | 53514115005 | 51
270-0020 | BN270 35'Cd/115V/1Ph/Pb20'/cCSAus | EA | 1180 | 53514189150 | 51
270-0021 | N270 35'Cd/115V/1Ph/cCSAus | EA | 1130 | 53514191504 | 51
270-0022 | E270 35'Cd/230V/1Ph/cCSAus | EA | 1230 | 53514211349 | 51
270-0032 | E270 230V/1Ph/cCSAus/Bronze Impeller | EA | 1270 | 53514440374 | 48
270-0033 | N270 115V/1Ph/cCSAus/Bronze Impeller | EA | 1160 | 53514458683 | 49
270-0034 | BN270 115V/1Ph/Pb20'/cCSAus/Bronze Impeller | EA | 1210 | 53514469801 | 51
282-0001 | M282 2F/115V/1Ph/cCSAus | EA | 1340 | 53514018344 | 82
282-0002 | N282 2F/115V/1Ph/cCSAus | EA | 1232 | 53514018351 | 81
282-0003 | D282 2F/230V/1Ph/cCSAus | EA | 1620 | 53514018368 | 82
282-0004 | E282 2F/230V/1Ph/cCSAus | EA | 1570 | 53514018375 | 80
282-0006 | J282 2F/200-208V/3Ph/cCSAus | EA | 1650 | 53514018382 | 81
282-0011 | N282 2F/25'Cd/115V/1Ph/cCSAus | EA | 1337 | 53514018412 | 83
282-0012 | M282 2F/15'Cd/115V/1Ph/cCSAus | EA | 1680 | 53514018429 | 82
282-0013 | F282 2F/230V/3Ph/cCSAus | EA | 1630 | 53514018436 | 81
282-0014 | D282 2F/35'Cd/230V/1Ph/cCSAus | EA | 1790 | 53514018443 | 87
282-0015 | M282 2F/25'Cd/115V/1Ph/cCSAus | EA | 1710 | 53514018450 | 84
282-0016 | M282 2F/35'Cd/115V/1Ph/cCSAus | EA | 1810 | 53514018467 | 87
282-0018 | E282 2F/25'Cd/230V/1Ph/cCSAus | EA | 1590 | 53514018481 | 83
282-0021 | M282 2F/50'Cd/115V/1Ph/cCSAus | EA | 1920 | 53514018511 | 91
282-0024 | G282 2F/460V/3Ph/cCSAus | EA | 1620 | 53514018542 | 81
282-0025 | I282 2F/200-208V/1Ph/cCSAus | EA | 1580 | 53514018559 | 81
282-0026 | E282 2F/50'Cd/230V/1Ph/cCSAus | EA | 1760 | 53514018566 | 90
282-0027 | I282 2F/25'Cd/200-208V/1Ph/cCSAus | EA | 1590 | 53514018573 | 83
282-0028 | J282 2F/25'Cd/200-208V/3Ph/cCSAus | EA | 1770 | 53514028565 | 83
282-0029 | D282 2F/25'Cd/230V/1Ph/cCSAus | EA | 1680 | 53514029081 | 84
282-0031 | G282 2F/50'Cd/460V/3Ph/cCSAus | EA | 1760 | 53514030582 | 91
282-0032 | H282 2F/200-208V/1Ph/cCSAus | EA | 1620 | 53514032517 | 82
282-0033 | E282 2F/230V/1Ph/cCSAus/Wo Plug | EA | 1570 | 53514040871 | 81
282-0034 | BN282 2F/115V/1Ph/Pb15'/cCSAus | EA | 1770 | 53514040949 | 83
282-0036 | N282 2F/35'Cd/115V/1Ph/cCSAus | EA | 1740 | 53514052652 | 86
282-0037 | I282 2F/35'Cd/200-208V/1Ph/cCSAus | EA | 1640 | 53514055097 | 85
282-0038 | G282 2F/25'Cd/460V/3Ph/cCSAus | EA | 1740 | 53514059194 | 84
282-0040 | G282 2F/35'Cd/460V/3Ph/cCSAus | EA | 1710 | 53514062903 | 87
282-0043 | E282 2F/35'Cd/230V/1Ph/cCSAus | EA | 1710 | 53514066550 | 86
282-0044 | J282 2F/35'Cd/200-208V/3Ph/cCSAus | EA | 1730 | 53514080310 | 83
282-0045 | I282 2F/50'Cd/200-208V/1Ph/cCSAus | EA | 1680 | 53514094829 | 85
282-0049 | NX282 2F/115V/1Ph/Ex Pr | EA | 3610 | 53514108540 | 127
282-0050 | IX282 2F/200-208V/1Ph/Ex Pr | EA | 3450 | 53514108557 | 127
282-0051 | EX282 2F/230V/1Ph/Ex Pr | EA | 3590 | 53514108564 | 127
282-0052 | JX282 2F/200-208V/3Ph/Ex Pr | EA | 4220 | 53514108571 | 127
282-0053 | FX282 2F/230V/3Ph/Ex Pr | EA | 4270 | 53514108588 | 127
282-0054 | GX282 2F/460V/3Ph/Ex Pr | EA | 4270 | 53514108595 | 127
282-0055 | F282 2F/25'Cd/230V/3Ph/cCSAus | EA | 1750 | 53514115838 | 81
282-0056 | CF282 2F/230V/3Ph/Auto | EA | 2350 | 53514117030 | 81
282-0057 | NX282 2F/35'Cd/115V/1Ph/Ex Pr | EA | 3760 | 53514120498 | 127
282-0058 | NX282 2F/50'Cd/115V/1Ph/Ex Pr | EA | 3890 | 53514124816 | 127
282-0059 | H282 2F/25'Cd/200-208V/1Ph/cCSAus | EA | 1720 | 53514127183 | 85
282-0061 | GX282 2F/35'Cd/460V/3Ph/Ex Pr | EA | 4420 | 53514135140 | 127
282-0062 | N282 2F/50'Cd/115V/1Ph/cCSAus | EA | 1840 | 53514137427 | 92
282-0063 | NX282 2F/25'Cd/115V/1Ph/Ex Pr | EA | 3670 | 53514143220 | 127
282-0066 | JX282 2F/50'Cd/200-208V/3Ph/Ex Pr | EA | 4530 | 53514170271 | 129
282-0067 | J282 2F/50'Cd/200-208V/3Ph/cCSAus | EA | 1790 | 53514173548 | 85
282-0068 | JX282 2F/35'Cd/200-208V/3Ph/Ex Pr | EA | 4380 | 53514174538 | 127
282-0069 | IX282 2F/50'Cd/200-208V/1Ph/Ex Pr | EA | 3720 | 53514197582 | 134
282-0070 | MX282 2F/115V/1Ph/Ex Pr | EA | 4750 | 53514236502 | 119
282-0071 | DX282 2F/230V/1Ph/Ex Pr | EA | 4750 | 53514236526 | 119
282-0072 | HX282 2F/200-208V/1Ph/Ex Pr | EA | 4800 | 53514236540 | 119
282-0075 | EX282 2F/50'Cd/230V/1Ph/Ex Pr | EA | 3870 | 53514265106 | 127
282-0076 | JX282 2F/25'Cd/200-208V/3Ph/Ex Pr | EA | 4270 | 53514266479 | 127
282-0077 | BA282 2F/575V/3Ph/cCSAus | EA | 1670 | 53514272036 | 81
282-0078 | GX282 2F/50'Cd/460V/3Ph/Ex Pr | EA | 4570 | 53514279370 | 128
282-0080 | MX282 2F/35'Cd/115V/1Ph/Ex Pr | EA | 4700 | 53514284169 | 119
282-0081 | D282 2F/15'Cd/230V/1Ph/cCSAus | EA | 1650 | 53514293338 | 82
282-0082 | FX282 2F/50'Cd/230V/3Ph/Ex Pr | EA | 4570 | 53514296698 | 129
282-0089 | MX282 2F/50'Cd/115V/1Ph/Ex Pr | EA | 4740 | 53514316907 | 119
282-0091 | MX282 2F/25'Cd/115V/1Ph/Ex Pr | EA | 4860 | 53514323349 | 119
282-0093 | EX282 2F/25'Cd/230V/1Ph/Ex Pr | EA | 3640 | 53514330095 | 127
282-0094 | HX282 2F/50'Cd/200-208V/1Ph/Ex Pr | EA | 4790 | 53514342982 | 121
282-0096 | DX282 2F/50'Cd/230V/1Ph/Ex Pr | EA | 4740 | 53514360672 | 119
282-0097 | BA282 2F/25'Cd/575V/3Ph/cCSAus | EA | 1790 | 53514362874 | 81
282-0101 | EX282 2F/35'Cd/230V/1Ph/Ex Pr | EA | 3730 | 53514381493 | 127
282-0102 | BE282 2F/15'Cd/230V/1Ph/Pb15'/cCSAus | EA | 1810 | 53514392703 | 83
282-0104 | F282 2F/50'Cd/230V/3Ph/cCSAus | EA | 1760 | 53514412869 | 81
282-0106 | FX282 2F/35'Cd/230V/3Ph/Ex Pr | EA | 4420 | 53514419202 | 129
282-0110 | BA282 2F/50'Cd/575V/3Ph/cCSAus | EA | 1800 | 53514437275 | 81
282-0113 | BA282 2F/35'Cd/575V/3Ph/cCSAus | EA | 1750 | 53514440671 | 81
282-0114 | HX282 2F/35'Cd/200-208V/1Ph/Ex Pr | EA | 4930 | 53514471545 | 121
282-0118 | H282 2F/50'Cd/200-208V/1Ph/cCSAus | EA | 1780 | 53514482053 | 89
282-0119 | BN282 2F/35'Cd/115V/1Ph/Pb35'/cCSAus | EA | 1950 | 53514482466 | 85
284-0003 | D284 2F/230V/1Ph/cCSAus | EA | 1643 | 53514018580 | 85
284-0004 | E284 2F/230V/1Ph/cCSAus | EA | 1505 | 53514018597 | 84
284-0006 | G284 2F/460V/3Ph/cCSAus | EA | 1730 | 53514018603 | 84
284-0009 | H284 2F/200-208V/1Ph/cCSAus | EA | 1790 | 53514018610 | 85
284-0010 | I284 2F/200-208V/1Ph/cCSAus | EA | 1700 | 53514018627 | 84
284-0011 | F284 2F/230V/3Ph/cCSAus | EA | 1730 | 53514018634 | 84
284-0015 | J284 2F/200-208V/3Ph/cCSAus | EA | 1625 | 53514018641 | 84
284-0017 | E284 2F/230V/1Ph/cCSAus/W-O Plug | EA | 1690 | 53514039431 | 84
284-0018 | D284 2F/15'Cd/230V/1Ph/cCSAus | EA | 1830 | 53514018665 | 85
284-0020 | G284 2F/25'Cd/460V/3Ph/cCSAus | EA | 1840 | 53514018672 | 86
284-0021 | D284 2F/25'Cd/230V/1Ph/cCSAus | EA | 1860 | 53514018689 | 87
284-0022 | D284 2F/35'Cd/230V/1Ph/cCSAus | EA | 1970 | 53514018696 | 90
284-0024 | G284 2F/50'Cd/460V/3Ph/cCSAus | EA | 1890 | 53514018719 | 93
284-0025 | J284 2F/25'Cd/200-208V/3Ph/cCSAus | EA | 1840 | 53514018726 | 86
284-0026 | D284 2F/50'Cd/230V/1Ph/cCSAus | EA | 2020 | 53514018733 | 94
284-0027 | F284 2F/50'Cd/230V/3Ph/cCSAus | EA | 1890 | 53514018740 | 93
284-0028 | E284 2F/25'Cd/230V/1Ph/cCSAus | EA | 1710 | 53514018757 | 86
284-0029 | F284 2F/25'Cd/230V/3Ph/cCSAus | EA | 1840 | 53514018764 | 86
284-0031 | G284 2F/35'Cd/460V/3Ph/cCSAus | EA | 1850 | 53514018788 | 89
284-0032 | I284 2F/25'Cd/200-208V/1Ph/cCSAus | EA | 1760 | 53514018795 | 86
284-0033 | E284 2F/35'Cd/230V/1Ph/cCSAus | EA | 1830 | 53514018801 | 89
284-0034 | H284 2F/50'Cd/200-208V/1Ph/cCSAus | EA | 1960 | 53514018818 | 94
284-0036 | H284 2F/15'Cd/200-208V/1Ph/cCSAus | EA | 1840 | 53514031855 | 85
284-0037 | BE284 2F/230V/1Ph/15'Pb/cCSAus | EA | 1820 | 53514040963 | 86
284-0038 | I284 2F/50'Cd/200-208V/1Ph/cCSAus | EA | 1820 | 53514041373 | 93
284-0039 | E284 2F/50'Cd/230V/1Ph/cCSAus | EA | 1880 | 53514044343 | 92
284-0043 | BE284 2F/25'Cd/230V/1Ph/20'Pb/cCSAus | EA | 1900 | 53514071530 | 88
284-0048 | H284 2F/25'Cd/200-208V/1Ph/cCSAus | EA | 1910 | 53514096861 | 92
284-0049 | J284 2F/35'Cd/200-208V/3Ph/cCSAus | EA | 1920 | 53514098377 | 86
284-0051 | I284 2F/35'Cd/200-208V/1Ph/cCSAus | EA | 1780 | 53514105006 | 86
284-0052 | IX284 2F/200-208V/1Ph/Ex Pr | EA | 3590 | 53514108656 | 127
284-0053 | EX284 2F/230V/1Ph/Ex Pr | EA | 3670 | 53514108663 | 127
284-0054 | JX284 2F/200-208V/3Ph/Ex Pr | EA | 3840 | 53514108670 | 127
284-0055 | FX284 2F/230V/3Ph/Ex Pr | EA | 3890 | 53514108687 | 127
284-0056 | GX284 2F/460V/3Ph/Ex Pr | EA | 3890 | 53514108694 | 127
284-0059 | CF284 2F/230V/3Ph/Auto | EA | 2370 | 53514117016 | 84
284-0060 | J284 2F/50'Cd/200-208V/3Ph/cCSAus | EA | 1960 | 53514120597 | 92
284-0061 | IX284 2F/35'Cd/200-208V/1Ph/Ex Pr | EA | 3680 | 53514122133 | 129
284-0064 | GX284 2F/35'Cd/460V/3Ph/Ex Pr | EA | 4050 | 53514133047 | 130
284-0066 | GX284 2F/50'Cd/460V/3Ph/Ex Pr | EA | 4200 | 53514135126 | 131
284-0068 | CF284 2F/25'Cd/230V/3Ph/Auto | EA | 2490 | 53514160029 | 85
284-0069 | H284 2F/35'Cd/200-208V/1Ph/cCSAus | EA | 1920 | 53514163815 | 85
284-0071 | IX284 2F/50'Cd/200-208V/1Ph/Ex Pr | EA | 3820 | 53514191290 | 133
284-0072 | GX284 2F/25'Cd/460V/3Ph/Ex Pr | EA | 3940 | 53514207335 | 125
284-0073 | EX284 2F/35'Cd/230V/1Ph/Ex Pr | EA | 3820 | 53514207649 | 130
284-0075 | DX284 2F/230V/1Ph/EX Pr | EA | 4880 | 53514236564 | 122
284-0076 | HX284 2F/200-208V/1Ph/Ex Pr | EA | 4930 | 53514236588 | 122
284-0078 | IX284 2F/25'Cd/200-208V/1Ph/Ex Pr | EA | 3700 | 53514242138 | 129
284-0080 | EX284 2F/50'Cd/230V/1Ph/Ex Pr | EA | 3950 | 53514255183 | 130
284-0081 | FX284 2F/35'CD/230V/3Ph/Ex Pr | EA | 4050 | 53514256647 | 127
284-0083 | BA284 2F/575V/3Ph/60Hz/1Hp/cCSAus | EA | 1675 | 53514278694 | 84
284-0085 | DX284 2F/50'Cd/230V/1Ph/EX Pr | EA | 4860 | 53514279677 | 124
284-0087 | F284 2F/35'Cd/230V/3Ph/cCSAus | EA | 1850 | 53514292898 | 89
284-0089 | HX284 2F/50'Cd/200-208V/1Ph/Ex Pr | EA | 4910 | 53514319359 | 124
284-0091 | EX284 2F/25'Cd/230V/1Ph/Ex Pr | EA | 3730 | 53514332624 | 128
284-0092 | JX284 2F/50'Cd/200-208V/3Ph/Ex Pr | EA | 4140 | 53514333768 | 131
284-0095 | BAX284 2F/50'Cd/575V/3Ph/Ex Pr | EA | 4090 | 53514370886 | 127
284-0097 | BAX284 2F/25'Cd/575V/3Ph/Ex Pr | EA | 3870 | 53514373818 | 127
284-0101 | JX284 2F/25'Cd/200-208V/3Ph/Ex Pr | EA | 3880 | 53514469399 | 127
284-0104 | BAX284 2F/35'Cd/575V/3Ph/Ex Pr | EA | 3940 | 53514495831 | 127
285-0003 | D185 2F/230V/1Ph/cCSAus/(185-0003) | EA | 2060 | 53514018825 | 89
285-0004 | E185 2F/230V/1Ph/cCSAus/(185-0004) | EA | 1910 | 53514018832 | 88
285-0005 | G185 2F/460V/3Ph/cCSAus/(185-0005) | EA | 2000 | 53514018849 | 88
285-0006 | F185 2F/230V/3Ph/cCSAus/(185-0006) | EA | 2010 | 53514018856 | 88
285-0007 | I185 2F/200-208V/1Ph/(185-0007) | EA | 1850 | 53514018863 | 88
285-0008 | J185 2F/200-208V/3Ph/cCSAus/(185-0008) | EA | 1970 | 53514018870 | 88
285-0009 | BA185 2F/575V/3Ph/cCSAus (185-0011) | EA | 2150 | 53514030650 | 88
285-0010 | E185 2F/230V/1Ph/cCSAus/(185-0012) | EA | 1920 | 53514033361 | 88
285-0011 | H185 2F/200-208V/1Ph/(185-0013) | EA | 2000 | 53514035280 | 89
285-0012 | D185 2F/35'Cd/230V/1Ph/cCSAus/(185-0018) | EA | 2150 | 53514071943 | 95
285-0014 | E185 2F/25'Cd/230V/1Ph/cCSAus/(185-0023) | EA | 1980 | 53514099190 | 89
285-0015 | J185 2F/35'Cd/200-208V/3Ph/cCSAus/(185-0036) | EA | 2040 | 53514164737 | 86
285-0016 | I185 2F/50'Cd/200-208V/1Ph/(185-0039) | EA | 1990 | 53514192884 | 90
285-0017 | J185 2F/25'Cd/200-208V/3Ph/cCSAus/(185-0045) | EA | 2080 | 53514257323 | 88
285-0018 | G185 2F/50'Cd/460V/3Ph/cCSAus/(185-0030) | EA | 2130 | 53514257767 | 88
285-0020 | E185 2F/35'Cd/230V/1Ph/cCSAus/(185-0035) | EA | 2010 | 53514363239 | 89
285-0021 | F185 2F/50'Cd/230V/3Ph/cCSAus/(185-0054) | EA | 2130 | 53514369545 | 88
285-0022 | F185 2F35'Cd/230V/3Ph/cCSAus/(185-0055) | EA | 2080 | 53514372651 | 88
285-0023 | I185 2F/35'Cd/200-208V/1Ph/(185-0039) | EA | 1950 | 53514375164 | 90
285-0024 | E185 2F/50'Cd/230V/1Ph/cCSAus/(185-0031) | EA | 2060 | 53514383145 | 89
285-0025 | G185 2F/35'Cd/460V/3Ph/cCSAus/(185-0056) | EA | 2070 | 53514407278 | 88
286-0003 | D186 2F/230V/1Ph/cCSAus/(186-0003) | EA | 2250 | 53514026615 | 91
286-0004 | E186 2F/230V/1Ph/CSA/(186-0004) | EA | 2090 | 53514026622 | 90
286-0005 | F186 2F/230V/3Ph/cCSAus/(186-0005) | EA | 2250 | 53514026639 | 90
286-0006 | G186 2F/460V/3Ph/cCSAus/(186-0006) | EA | 2250 | 53514026646 | 90
286-0007 | H186 2F/200-208V/1Ph/cCSAus/(186-0007) | EA | 2220 | 53514026653 | 91
286-0008 | I186 2F/200-208V/1Ph/cCSAus/(186-0008) | EA | 2060 | 53514026660 | 90
286-0009 | J186 2F/200-208V/3Ph/cCSAus/(186-0009) | EA | 2260 | 53514026677 | 90
286-0010 | BE186 2F/230V/1Ph/Pb20'/CSA/(186-0004) | EA | 2280 | 53514063825 | 88
286-0012 | GX186 2F/35'Cord/460V/3Ph/Ex Pr/(186-0025) | EA | 4530 | 53514219413 | 127
286-0013 | EX186 2F/230V/1Ph/Ex Pr/(186-0014) | EA | 4010 | 53514227647 | 126
286-0014 | GX186 2F/460V/3Ph/Ex Pr/(186-0017) | EA | 4370 | 53514334321 | 126
286-0015 | E186 2F/25'Cd/230V/1Ph/CSA/(186-0033) | EA | 2150 | 53514372477 | 90
286-0016 | E186 2F/35'Cd/230V/1Ph/CSA/(186-0027) | EA | 2180 | 53514391720 | 90
288-0003 | D188 2F/230V/1Ph/cCSAus/(188-0003) | EA | 2380 | 53514018900 | 94
288-0004 | E188 2F/230V/1Ph/CSA/(188-0004) | EA | 2220 | 53514018917 | 93
288-0005 | G188 2F/460V/3Ph/cCSAus/(188-0006) | EA | 2380 | 53514018924 | 93
288-0007 | D188 2F/25'Cd/230V/1Ph/cCSAus/(188-0011) | EA | 2440 | 53514026233 | 96
288-0009 | D188 2F/50'Cd/230V/1Ph/cCSAus/(188-0014) | EA | 2530 | 53514030162 | 103
288-0010 | BA188 2F/575V/3Ph/cCSAus (188-0015) | EA | 2440 | 53514030667 | 93
288-0011 | E188 2F/230V/1Ph/CSA/(188-0017) | EA | 2220 | 53514033378 | 93
288-0012 | F188 2F/230V/3Ph/cCSAus/(188-0005) | EA | 2380 | 53514036461 | 93
288-0013 | I188 2F/200-208V/1Ph/cCSAus/(188-0007) | EA | 2190 | 53514038502 | 93
288-0014 | J188 2F/200-208V/3Ph/cCSAus/(188-0008) | EA | 2390 | 53514048365 | 93
288-0015 | E188 2F/35'Cd/230V/1Ph/CSA/(188-0026) | EA | 2310 | 53514048761 | 102
288-0016 | F188 2F/35'Cd/230V/3Ph/cCSAus/(188-0022) | EA | 2450 | 53514062934 | 98
288-0017 | BE188 2F/230V/1Ph/Pb20'/cCSAus/(188-0004) | EA | 2410 | 53514071509 | 95
288-0020 | G188 2F/25'Cd/460V/3Ph/cCSAus/(188-0037) | EA | 2490 | 53514124748 | 95
288-0021 | H188 2F/200-208V/1Ph/cCSAus/(188-0019) | EA | 2330 | 53514131678 | 90
288-0022 | E188 2F/50'Cd/230V/1Ph/CSA/(188-0035) | EA | 2370 | 53514134051 | 99
288-0023 | I188 2F/50'Cd/200-208V/1Ph/cCSAus/(188-0033) | EA | 2250 | 53514140564 | 93
288-0024 | I188 2F/25'Cd/200-208V/1Ph/cCSAus/(188-0025) | EA | 2170 | 53514144852 | 90
288-0027 | I188 2F/35'Cd/200-208V/1Ph/cCSAus/(188-0046) | EA | 2200 | 53514193942 | 93
288-0028 | EX188 2F/230V/1Ph/Ex Pr/(188-0028) | EA | 4140 | 53514211974 | 128
288-0029 | J188 2F/50'Cd/200-208V/3Ph/cCSAus/(188-0041) | EA | 2540 | 53514232191 | 96
288-0030 | G188 2F/50'Cd/460V/3Ph/cCSAus/(188-0051) | EA | 2500 | 53514282110 | 94
288-0031 | JX188 2F/200-208V/3Ph/Ex Pr/(188-0029) | EA | 4420 | 53514290276 | 128
288-0032 | G188 2F/35'Cd/460V/3Ph/cCSAus/(188-0010) | EA | 2450 | 53514336035 | 96
288-0033 | GX188 2F/460V/3Ph/Ex Pr/(188-0031) | EA | 4500 | 53514352943 | 128
288-0035 | JX188 2F/50'Cd/200-208V/3Ph/Ex Pr/(188-0048) | EA | 4720 | 53514367299 | 128
288-0036 | EX188 2F/35'Cd/230V/1Ph/Ex Pr/(188-0060) | EA | 4330 | 53514367824 | 128
288-0037 | GX188 2F/35'Cd/460V/3Ph/Ex Pr/(188-0040) | EA | 4660 | 53514367909 | 129
288-0038 | IX188 2F/50'Cd/200-208V/1Ph/Ex Pr/(188-0061) | EA | 4360 | 53514375140 | 128
288-0039 | J188 2F/35'Cd/200-208V/3Ph/cCSAus/(188-0054) | EA | 2460 | 53514385484 | 96
288-0040 | D188 2F/35'Cd/230V/1Ph/cCSAus/(188-0036) | EA | 2290 | 53514474409 | 98
289-0003 | D189 2F/230V/1Ph/CSA/(189-0003) | EA | 2260 | 53514018948 | 94
289-0004 | E189 2F/230V/1Ph/CSA/(189-0004) | EA | 2120 | 53514018955 | 93
289-0006 | D189 2F/50'Cd/230V/1Ph/CSA/(189-0007) | EA | 2420 | 53514018979 | 103
289-0007 | F189 2F/230V/3Ph/cCSAus/(189-0008) | EA | 2370 | 53514018986 | 93
289-0008 | G189 2F/460V/3Ph/cCSAus/(189-0009) | EA | 2260 | 53514018993 | 93
289-0009 | J189 2F/200-208V/3Ph/cCSAus/(189-0010) | EA | 2270 | 53514019006 | 93
289-0010 | H189 2F/200-208V/1Ph/cCSAus/(189-0011) | EA | 2310 | 53514019013 | 93
289-0011 | I189 2F/200-208V/1Ph/cCSAus/(189-0012) | EA | 2170 | 53514019020 | 93
289-0013 | BA189 2F/575V/3Ph/cCSAus (189-0017) | EA | 2320 | 53514030674 | 93
289-0014 | E189 2F/230V/1Ph/CSA/(189-0018) | EA | 2120 | 53514033385 | 93
289-0015 | E189 2F/25'Cd/230V/1Ph/CSA/(189-0016) | EA | 2230 | 53514043339 | 93
289-0017 | G189 2F/50'Cd/460V/3Ph/cCSAus/(189-0024) | EA | 2400 | 53514082086 | 101
289-0018 | WD189 2F/230V/1Ph/(189-0027) | EA | 2370 | 53514089986 | 95
289-0022 | D189 2F/25'Cd/230V/1Ph/CSA/(189-0040) | EA | 2370 | 53514128661 | 99
289-0023 | GX189 2F/50'Cd/460V/3Ph/Ex Pr/(189-0041) | EA | 4680 | 53514137748 | 127
289-0024 | WD189 2F/50'Cd/230V/1Ph/(189-0042) | EA | 2540 | 53514151843 | 101
289-0025 | I189 2F/50'Cd/200-208V/1Ph/cCSAus/(189-0045) | EA | 2320 | 53514192983 | 98
289-0027 | GX189 2F/460V/3Ph/Ex Pr/(189-0034) | EA | 4380 | 53514200268 | 129
289-0028 | D189 2F/35'Cd/230V/1Ph/CSA/(189-0049) | EA | 2380 | 53514260583 | 101
289-0029 | G189 2F/35'Cd/460V/3Ph/cCSAus/(189-0044) | EA | 2370 | 53514287511 | 100
289-0030 | DX189 2F/230V/1Ph/Ex Pr/(189-0047) | EA | 5280 | 53514331047 | 129
289-0031 | J189 2F/50'Cd/200-208V/3Ph/cCSAus/(189-0056) | EA | 2420 | 53514343682 | 93
289-0032 | G189 2F/25'Cd/460V/3Ph/cCSAus/(189-0051) | EA | 2360 | 53514354602 | 100
289-0033 | IX189 2F/50'Cd/200-208V/1Ph/Ex Pr/(189-0061) | EA | 4480 | 53514387341 | 126
291-0004 | E191 2F/230V/1Ph/(191-0004) | EA | 2510 | 53514062804 | 92
291-0006 | E191 2F/25'Cd/230V/1Ph/(191-0006) | EA | 2570 | 53514099411 | 93
291-0008 | EX191 2F/50'Cd/230V/1Ph/Ex Pr/(191-0013) | EA | 4640 | 53514331764 | 131
291-0009 | EX191 2F/35'Cd/230V/1Ph/Ex Pr/(191-0014) | EA | 4500 | 53514364687 | 131
291-0010 | E191 2F/50'Cd/230V/1Ph/(191-0008) | EA | 2670 | 53514475123 | 93
292-0001 | M292 2F/115V/1Ph/cCSAus | EA | 1538 | 53514019044 | 89
292-0002 | N292 2F/115V/1Ph/CSA | EA | 1386 | 53514019051 | 88
292-0003 | D292 2F/230V/1Ph/cCSAus | EA | 1780 | 53514353230 | 88
292-0004 | E292 2F/230V/1Ph/cCSAus | EA | 1468 | 53514353247 | 88
292-0006 | M292 2F/25'Cd/115V/1Ph/cCSAus | EA | 1990 | 53514019075 | 91
292-0007 | N292 2F/50'Cd/115V/1Ph/CSA | EA | 2050 | 53514019082 | 97
292-0008 | M292 2F/50'Cd/115V/1Ph/cCSAus | EA | 2240 | 53514019099 | 98
292-0009 | N292 2F/25'Cd/115V/1Ph/CSA | EA | 1800 | 53514025298 | 90
292-0010 | N292 2F/35'Cd/115V/1Ph/CSA | EA | 1770 | 53514028022 | 90
292-0013 | M292 2F/35'Cd/115V/1Ph/cCSAus | EA | 2030 | 53514038441 | 94
292-0014 | BN292 2F/115V/1Ph/Pb20'/cCSAus | EA | 1920 | 53514041281 | 90
292-0020 | NX292 2F/115V/1Ph/Ex Pr | EA | 3690 | 53514108755 | 121
292-0022 | NX292 2F/50'Cd/115V/1Ph/Ex Pr | EA | 3920 | 53514145651 | 130
292-0023 | NX292 2F/25'Cd/115V/1Ph/Ex Pr | EA | 3720 | 53514205492 | 127
292-0024 | BN292 2F/25'Cd/115V/1Ph/Pb25'/cCSAus | EA | 2000 | 53514208400 | 91
292-0025 | MX292 2F/115V/1Ph/Ex Pr | EA | 4480 | 53514236601 | 123
292-0031 | BA292 2F/575V/3Ph/CSA | EA | 1740 | 53514272050 | 88
292-0035 | MX292 2F/50'Cd/115V/1Ph/Ex Pr | EA | 4720 | 53514313180 | 123
292-0040 | MX292 2F/25'Cd/115V/1Ph/Ex Pr | EA | 4520 | 53514319724 | 123
292-0043 | J292 2F/200-208V/3Ph/cCSAus | EA | 1690 | 53514341732 | 88
292-0044 | F292 2F/230V/3Ph/cCSAus | EA | 1720 | 53514341756 | 88
292-0045 | G292 2F/460V/3Ph/cCSAus | EA | 1710 | 53514341770 | 88
292-0046 | H292 2F/200V/1Ph/cCSAus | EA | 1840 | 53514347116 | 88
292-0047 | I292 2F/200V/1Ph/cCSAus | EA | 1690 | 53514347130 | 88
292-0048 | DX292 2F/230V/1Ph/Ex Pr | EA | 4380 | 53514347727 | 121
292-0049 | EX292 2F/230V/1Ph/Ex Pr | EA | 3610 | 53514347741 | 121
292-0050 | HX292 2F/200-208V/1Ph/Ex Pr | EA | 4430 | 53514347765 | 123
292-0051 | IX292 2F/200-208V/1Ph/Ex Pr | EA | 3660 | 53514347789 | 123
292-0052 | JX292 2F/200-208V/3Ph/Ex Pr | EA | 3670 | 53514347802 | 123
292-0053 | FX292 2F/230V/3Ph/Ex Pr | EA | 3860 | 53514347826 | 123
292-0054 | GX292 2F/460V/3Ph/Ex Pr | EA | 3860 | 53514347840 | 123
292-0055 | E292 2F/50'Cd/230V/1Ph/cCSAus | EA | 1780 | 53514359812 | 88
292-0056 | G292 2F/50'Cd/460V/3Ph/cCSAus | EA | 1850 | 53514361907 | 88
292-0057 | J292 2F/35'Cd/200-208V/3Ph/cCSAus | EA | 1860 | 53514355982 | 88
292-0058 | J292 2F/50'Cd/200-208V/3Ph/cCSAus | EA | 1850 | 53514362348 | 88
292-0059 | IX292 2F/50'Cd/200-208V/1Ph/Ex Pr | EA | 3940 | 53514364175 | 123
292-0060 | G292 2F/25'Cd/460V/3Ph/cCSAus | EA | 1820 | 53514365608 | 88
292-0061 | G292 2F/35'Cd/460V/3Ph/cCSAus | EA | 1810 | 53514365646 | 88
292-0063 | F292 25' Cd/2F/230V/3Ph/cCSAus | EA | 1820 | 53514367060 | 88
292-0064 | GX292 2F/35'Cd/460V/3Ph/Ex Pr | EA | 4050 | 53514367213 | 123
292-0065 | I292 2F/50'Cd/200V/1Ph/cCSAus | EA | 1770 | 53514367985 | 88
292-0066 | J292 2F/25'Cd/200-208V/3Ph/cCSAus | EA | 1800 | 53514368654 | 88
292-0067 | E292 2F/35'Cd/230V/1Ph/cCSAus | EA | 1730 | 53514370442 | 88
292-0069 | NX292 2F/35'Cd//115V/1Ph/Ex Pr | EA | 3840 | 53514379629 | 121
292-0070 | BA292 50'Cd/2F/575V/3Ph/CSA | EA | 1900 | 53514380441 | 88
292-0071 | JX292 2F/50'Cd/200-208V/3Ph/Ex Pr | EA | 3970 | 53514387907 | 123
292-0072 | H292 2F/35'Cd/200V/1Ph/cCSAus | EA | 1890 | 53514388492 | 88
292-0073 | H292 2F/50'Cd/200V/1Ph/cCSAus | EA | 1940 | 53514410896 | 88
292-0074 | BAX292 2F/50'CD/575V/3Ph/Ex Pr | EA | 4080 | 53514416539 | 121
292-0075 | BN292 2F/35'Cd/115V/1Ph/Pb35'/cCSAus Pump | EA | 2040 | 53514426927 | 90
292-0076 | MX292 2F/35'Cd/115V/1Ph/Ex Pr | EA | 4600 | 53514431914 | 123
292-0077 | F292 2F/50'Cd/230V/3Ph/cCSAus | EA | 1850 | 53514438630 | 88
292-0078 | E292 2F/25'Cd/230V/1Ph/cCSAus | EA | 1700 | 53514446444 | 88
292-0080 | NX292 2F/115V/1Ph/Ex Pr/Bronze Impeller | EA | 3940 | 53514453701 | 121
292-0081 | M292 2F/115V/1Ph/cCSAus/Bronze Impeller | EA | 2170 | 53514454609 | 89
292-0082 | N292 2F/115V/1Ph/CSA/Bronze Impeller | EA | 1980 | 53514454623 | 88
292-0083 | GX292 2F/50'Cd/460V/3Ph/Ex Pr | EA | 4200 | 53514467708 | 123
292-0084 | D292 2F/25'Cd/230V/1Ph/cCSAus | EA | 1830 | 53514470258 | 88
292-0085 | I292 2F/35'Cd/200V/1Ph/cCSAus | EA | 1950 | 53514471187 | 88
292-0087 | BN292 2F/115V/1Ph/Pb20'/cCSAus/Bronze Impeller | EA | 2170 | 53514477172 | 91
292-0089 | G292 2F/460V/3Ph/cCSAus/Bronze Impeller | EA | 1940 | 53514484118 | 88
292-0090 | HX292 2F/35'Cd/200-208V/1Ph/Ex Pr | EA | 4570 | 53514487430 | 123
292-0091 | BAX292 2F/35'CD/575V/3Ph/Ex Pr | EA | 3930 | 53514488857 | 121
292-0093 | FX292 2F/50'Cd/230V/3Ph/Ex Pr | EA | 4170 | 53514507275 | 123
293-0003 | D293 2F/230V/1Ph/cCSAus | EA | 1920 | 53514019105 | 90
293-0004 | E293 2F/230V/1Ph/cCSAus | EA | 1543 | 53514019112 | 89
293-0006 | J293 2F/200-208V/3Ph/cCSAus | EA | 1830 | 53514019129 | 89
293-0009 | I293 2F/200-208V/1Ph/cCSAus | EA | 1720 | 53514019136 | 89
293-0011 | F293 2F/230V/3Ph/cCSAus | EA | 1860 | 53514019143 | 89
293-0014 | G293 2F/460V/3Ph/cCSAus | EA | 1860 | 53514019150 | 89
293-0016 | H293 2F/200-208V/1Ph/cCSAus | EA | 1860 | 53514019174 | 90
293-0017 | D293 2F/50'Cd/230V/1Ph/cCSAus | EA | 2070 | 53514019181 | 99
293-0018 | D293 2F/25'Cd/230V/1Ph/cCSAus | EA | 1920 | 53514019198 | 92
293-0019 | F293 2F/25'Cd/230V/3Ph/cCSAus | EA | 1970 | 53514019204 | 91
293-0020 | D293 2F/35'Cd/230V/1Ph/cCSAus | EA | 2020 | 53514019211 | 95
293-0021 | E293 2F/50'Cd/230V/1Ph/cCSAus | EA | 1930 | 53514019228 | 98
293-0023 | E293 2F/230V/1Ph/cCSAus | EA | 1780 | 53514019242 | 89
293-0025 | E293 2F/25'Cd/230V/1Ph/cCSAus | EA | 1760 | 53514019266 | 91
293-0026 | E293 2F/35'Cd/230V/1Ph/cCSAus | EA | 1880 | 53514028343 | 94
293-0027 | BA293 2F/575V/3Ph/cCSAus | EA | 2010 | 53514029715 | 89
293-0029 | BE293 2F/230V/1Ph/Pb20'/cCSAus | EA | 1970 | 53514041298 | 91
293-0030 | G293 2F/35'Cd/460V/3Ph/cCSAus | EA | 1930 | 53514045050 | 94
293-0031 | G293 2F/25'Cd/460V/3Ph/cCSAus | EA | 1960 | 53514054298 | 90
293-0032 | I293 2F/25'Cd/200-208V/1Ph/cCSAus | EA | 1890 | 53514060947 | 91
293-0037 | BA293/2F/35'Cd/575V/3Ph/cCSAus | EA | 2080 | 53514076573 | 89
293-0046 | IX293 2F/200-208V/1Ph/Ex Pr | EA | 3660 | 53514108823 | 121
293-0047 | EX293 2F/230V/1Ph/Ex Pr | EA | 3720 | 53514108830 | 121
293-0048 | JX293 2F/200-208V/3Ph/Ex Pr | EA | 3960 | 53514108847 | 121
293-0049 | FX293 2F/230V/3Ph/Ex Pr | EA | 3960 | 53514108854 | 121
293-0050 | GX293 2F/460V/3Ph/Ex Pr | EA | 3960 | 53514108861 | 121
293-0053 | I293 2F/35'Cd/200-208V/1Ph/cCSAus | EA | 1810 | 53514132941 | 93
293-0054 | J293 2F/35'Cd/200-208V/3Ph/cCSAus | EA | 1900 | 53514134044 | 94
293-0055 | BE293 2F/25'Cd/230V/1Ph/Pb25'/cCSAus | EA | 2010 | 53514154066 | 92
293-0056 | G293 2F/50'Cd/460V/3Ph/cCSAus | EA | 1980 | 53514155438 | 93
293-0058 | I293 2F/50'Cd/200-208V/1Ph/cCSAus | EA | 1850 | 53514158712 | 93
293-0059 | J293 2F/50'Cd/200-208V/3Ph/cCSAus | EA | 1950 | 53514162382 | 94
293-0060 | GX293 2F/35'Cd/460V/3Ph/Ex Pr | EA | 4100 | 53514164263 | 121
293-0061 | JX293 2F/50'Cd/200-208V/3Ph/Ex Pr | EA | 4260 | 53514174231 | 124
293-0062 | J293 2F/25'Cd/200-208V/3Ph/cCSAus | EA | 1930 | 53514176020 | 94
293-0063 | IX293 2F/50'Cd/200-208V/1Ph/Ex Pr | EA | 3940 | 53514195472 | 129
293-0064 | H293 2F/50'Cd/200-208V/1Ph/cCSAus | EA | 2020 | 53514201555 | 92
293-0065 | FX293 2F/35'Cd/230V/3Ph/Ex Pr | EA | 3940 | 53514202859 | 121
293-0066 | DX293 2F/230V/1Ph/EX Pr | EA | 4480 | 53514236625 | 123
293-0067 | EX293 2F/50'Cord/230V/1Ph/Ex Pr | EA | 4000 | 53514216122 | 121
293-0068 | JX293 2F/35'Cd/200-208V/3Ph/Ex Pr | EA | 4110 | 53514213565 | 119
293-0071 | F293 2F/35'Cd/230V/3Ph/cCSAus | EA | 1930 | 53514232139 | 91
293-0074 | H293 2F/35'Cd/200-208V/1Ph/cCSAus | EA | 1980 | 53514265328 | 92
293-0076 | GX293 2F/50'Cd/460V/3Ph/Ex Pr | EA | 4250 | 53514304072 | 125
293-0077 | JX293 2F/25'Cd/200-208V/3Ph/Ex Pr | EA | 4000 | 53514307530 | 119
293-0085 | BA293/2F/25'Cd/575V/3Ph/cCSAus | EA | 2110 | 53514362898 | 89
293-0086 | EX293 2F/35'Cord/230V/1Ph/Ex Pr | EA | 3870 | 53514377892 | 121
293-0087 | IX293 2F/35'Cd/200-208V/1Ph/Ex Pr | EA | 3810 | 53514384555 | 129
293-0090 | FX293 2F/50'Cd/230V/3Ph/Ex Pr | EA | 4090 | 53514426101 | 121
293-0091 | F293 2F/50'Cd/230V/3Ph/cCSAus | EA | 1980 | 53514438647 | 89
293-0092 | I293 2F/200-208V/1Ph/cCSAus/Bronze Impeller | EA | 1860 | 53514464691 | 89
293-0101 | BA293 2F/50'Cd/575V/3Ph/cCSAus | EA | 2130 | 53514484743 | 89
293-0103 | G293 2F/460V/3Ph/cCSAus/Bronze Impeller | EA | 1990 | 53514492397 | 89
293-0104 | F293 2F/230V/3Ph/cCSAus/Bronze Impeller | EA | 2000 | 53514495169 | 89
293-0105 | G293 2F/25'Cd/460V/3Ph/cCSAus/Bronze Impeller | EA | 2100 | 53514496326 | 90
294-0003 | D294 2F/230V/1Ph/cCSAus | EA | 2230 | 53514019273 | 90
294-0004 | E294 2F/230V/1Ph/CSA | EA | 1800 | 53514019280 | 89
294-0005 | G294 2F/460V/3Ph/cCSAus | EA | 1920 | 53514019297 | 89
294-0006 | F294 2F/230V/3Ph/cCSAus | EA | 2230 | 53514019303 | 89
294-0007 | J294 2F/200-208V/3Ph/cCSAus | EA | 2240 | 53514019310 | 89
294-0008 | D294 2F/50'Cd/230V/1Ph/cCSAu | EA | 2380 | 53514019327 | 99
294-0009 | H294 2F/200-208V/1Ph/cCSAus | EA | 2180 | 53514019334 | 90
294-0010 | I294 2F/200-208V/1Ph/cCSAus | EA | 2040 | 53514019341 | 89
294-0011 | G294 2F/50'Cd/460V/3Ph/cCSAus | EA | 2350 | 53514019358 | 98
294-0012 | J294 2F/25'Cd/200-208V/3Ph/cCSAus | EA | 2250 | 53514019365 | 91
294-0013 | J294 2F/50'Cd/200-208V/3Ph/cCSAus | EA | 2390 | 53514019372 | 98
294-0016 | BA294 2F/575V/3Ph/cCSAus | EA | 2290 | 53514030681 | 89
294-0017 | E294 2F/25'Cd/230V/1Ph/CSA | EA | 2120 | 53514032036 | 91
294-0018 | E294 2F/230V/1Ph/CSA | EA | 2070 | 53514033392 | 89
294-0020 | F294 2F/25'Cd/230V/3Ph/cCSAus | EA | 2340 | 53514037987 | 91
294-0021 | BE294 2F/20'Pb MFS/230/1PH/CSA | EA | 2260 | 53514041267 | 91
294-0022 | E294 2F/35'Cd/230V/1Ph/CSA | EA | 2160 | 53514045784 | 93
294-0025 | D294 2F/25'Cd/230V/1Ph/cCSAus | EA | 2290 | 53514060749 | 97
294-0026 | I294 2F/25'Cd/200-208V/1Ph/cCSAus | EA | 2070 | 53514060954 | 91
294-0027 | D294 2F/35'Cd/230V/1Ph/cCSAus | EA | 2320 | 53514072193 | 98
294-0029 | E294 2F/50'Cd/230V/1Ph/CSA | EA | 2220 | 53514093860 | 94
294-0033 | H294 2F/50'Cd/200-208V/1Ph/cCSAus | EA | 2260 | 53514099312 | 92
294-0034 | I294 2F/50'Cd/200-208V/1Ph/cCSAus | EA | 2120 | 53514101619 | 93
294-0035 | IX294 2F/200-208V/1Ph/Ex Pr | EA | 4140 | 53514108946 | 121
294-0036 | EX294 2F/230V/1Ph/Ex Pr | EA | 4100 | 53514108953 | 121
294-0037 | JX294 2F/200-208V/3Ph/Ex Pr | EA | 4270 | 53514108960 | 121
294-0038 | FX294 2F/230V/3Ph/Ex Pr | EA | 4350 | 53514108977 | 121
294-0039 | GX294 2F/460V/3Ph/Ex Pr | EA | 4350 | 53514108984 | 121
294-0040 | BAX294 2F/575V/3Ph/Ex Pr | EA | 4430 | 53514108991 | 121
294-0041 | FX294 2F/50'Cd/230V/3Ph/Ex Pr | EA | 4660 | 53514137410 | 127
294-0042 | J294 2F/35'Cd/200-208V/3Ph/cCSAus | EA | 2310 | 53514147860 | 95
294-0043 | G294 2F/25'Cd/460V/3Ph/cCSAus | EA | 2330 | 53514149574 | 89
294-0045 | JX294 2F/25'Cd/200-208V/3Ph/Ex Pr | EA | 4350 | 53514158286 | 122
294-0046 | G294 2F/35'Cd/460V/3Ph/cCSAus | EA | 2300 | 53514162504 | 90
294-0048 | H294 2F/35'Cd/200-208V/1Ph/cCSAus | EA | 2350 | 53514172794 | 89
294-0049 | F294 2F/50'Cd/230V/3Ph/cCSAus | EA | 2350 | 53514178734 | 94
294-0050 | I294 2F/35'Cd/200-208V/1Ph/cCSAus | EA | 2080 | 53514183356 | 91
294-0052 | FX294 2F/25'Cd/230V/3Ph/Ex Pr | EA | 4400 | 53514205706 | 122
294-0053 | DX294 2F/230V/1Ph/Ex Pr | EA | 4780 | 53514236663 | 128
294-0055 | H294 2F/25'Cd/200-208V/1Ph/cCSAus | EA | 2320 | 53514228651 | 89
294-0056 | JX294 2F/50'Cd/200-208V/3Ph/Ex Pr | EA | 4610 | 53514243623 | 122
294-0064 | DX294 2F/35'Cd/230V/1Ph/Ex Pr | EA | 4900 | 53514337384 | 128
294-0065 | GX294 2F/35'Cd/460V/3Ph/Ex Pr | EA | 4510 | 53514338060 | 121
294-0071 | GX294 2F/25'Cd/460V/3Ph/Ex Pr | EA | 4400 | 53514341589 | 121
294-0072 | BA294 2F/35'Cd/575V/3Ph/cCSAus | EA | 2360 | 53514352110 | 89
294-0073 | EX294 2F/35'Cd/230V/1Ph/Ex Pr | EA | 4220 | 53514360801 | 121
294-0074 | BA294 2F/25'Cd/575V/3Ph/cCSAus | EA | 2400 | 53514362904 | 89
294-0077 | IX294 2F/35'Cd/200-208V/1Ph/Ex Pr | EA | 4270 | 53514388614 | 121
294-0078 | HX294 2F/35'Cd/200-208V/1Ph/Ex Pr | EA | 4830 | 53514389093 | 128
294-0079 | JX294 2F/35'CD/200V/3Ph/Ex Pr | EA | 4450 | 53514389116 | 121
294-0084 | F294 2F/35'Cd/230V/3Ph/cCSAus | EA | 2300 | 53514434960 | 91
294-0088 | BA294 2F/50'Cd/575V/3Ph/cCSAus | EA | 2410 | 53514473655 | 89
294-0089 | G294 2F/460V/3Ph/cCSAus/Bronze Impeller | EA | 2380 | 53514473785 | 89
294-0090 | BAX294 2F/50'Cd/575V/3Ph/Ex Pr | EA | 4740 | 53514480400 | 121
295-0003 | D295 2F/230V/1Ph/CSA | EA | 1927 | 53514019396 | 92
295-0004 | E295 2F/230V/1Ph/CSA | EA | 1831 | 53514019402 | 91
295-0006 | F295 2F/50'Cd/230V/3Ph/cCSAus | EA | 2510 | 53514019426 | 100
295-0007 | D295 2F/25'Cd/230V/1Ph/CSA | EA | 2320 | 53514019433 | 94
295-0008 | F295 2F/230V/3Ph/cCSAus | EA | 2360 | 53514019440 | 91
295-0009 | G295 2F/460V/3Ph/cCSAus | EA | 1951 | 53514019457 | 91
295-0010 | J295 2F/200-208V/3Ph/cCSAus | EA | 2250 | 53514019464 | 91
295-0011 | H295 2F/200-208V/1Ph/cCSAus | EA | 2230 | 53514019471 | 92
295-0012 | I295 2F/200-208V/1Ph/cCSAus | EA | 2090 | 53514019488 | 91
295-0013 | F295 2F/35'Cd/230V/3Ph/cCSAus | EA | 2430 | 53514019495 | 96
295-0014 | G295 2F/25'Cd/460V/3Ph/cCSAus | EA | 2350 | 53514019501 | 94
295-0015 | G295 2F/50'Cd/460V/3Ph/cCSAus | EA | 2360 | 53514019518 | 100
295-0017 | E295 2F/50'Cd/230V/1Ph/CSA | EA | 2270 | 53514019532 | 100
295-0018 | I295 2F/25'Cd/200-208V/1Ph/cCSAus | EA | 2120 | 53514019549 | 93
295-0020 | BA295 2F/575V/3Ph/cCSAus | EA | 2300 | 53514029722 | 91
295-0021 | D295 2F/50'Cd/230V/1Ph/CSA | EA | 2410 | 53514032968 | 101
295-0022 | E295 2F/230V/1Ph/CSA/WO Plug | EA | 2110 | 53514033408 | 91
295-0024 | G295 2F/35'Cd/460V/3Ph/cCSAus | EA | 2310 | 53514042578 | 96
295-0026 | D295 2F/35'Cd/230V/1Ph/CSA | EA | 2340 | 53514043360 | 94
295-0027 | I295 2F/50'Cd/200-208V/1Ph/cCSAus | EA | 2280 | 53514044404 | 100
295-0028 | E295 2F/35'Cd/230V/1Ph/CSA | EA | 2210 | 53514051976 | 93
295-0029 | J295 2F/25'Cd/200-208V/3Ph/cCSAus | EA | 2260 | 53514060411 | 92
295-0030 | E295 2F/25'Cd/230V/1Ph/CSA | EA | 2170 | 53514063689 | 92
295-0034 | J295 2F/35'Cd/200-208V/3Ph/cCSAus | EA | 2320 | 53514076467 | 94
295-0040 | WD295 2F/230V/1Ph | EA | 2370 | 53514090029 | 91
295-0045 | H295 2F/50'Cd/200-208V/1Ph/cCSAus | EA | 2430 | 53514097752 | 99
295-0046 | H295 2F/35'Cd/200-208V/1Ph/cCSAus | EA | 2330 | 53514101879 | 90
295-0048 | IX295 2F/200-208V/1Ph/Ex Pr | EA | 4400 | 53514109103 | 121
295-0049 | EX295 2F/230V/1Ph/Ex Pr | EA | 4200 | 53514109110 | 121
295-0050 | JX295 2F/200-208V/3Ph/Ex Pr | EA | 4330 | 53514109127 | 121
295-0051 | FX295 2F/230V/3Ph/Ex Pr | EA | 4370 | 53514109134 | 121
295-0052 | GX295 2F/460V/3Ph/Ex Pr | EA | 4370 | 53514109141 | 121
295-0053 | BAX295 2F/575V/3Ph/Ex Pr | EA | 4440 | 53514109158 | 121
295-0057 | WD295 2F/50'Cd/230V/1Ph | EA | 2530 | 53514132613 | 97
295-0059 | F295 2F/25'Cd/230V/3Ph/cCSAus | EA | 2370 | 53514159719 | 94
295-0060 | GX295 2F/35'Cd/460V/3Ph/Ex Pr | EA | 4520 | 53514159993 | 123
295-0061 | GX295 2F/25'Cd/460V/3Ph/Ex Pr | EA | 4440 | 53514163686 | 123
295-0064 | BA295 2F/25'Cd/575V/3Ph/cCSAus | EA | 2410 | 53514166373 | 91
295-0067 | I295 2F/35'Cd/200-208V/1Ph/cCSAus | EA | 2190 | 53514186807 | 97
295-0068 | FX295 2F/25'Cd/230V/3Ph/Ex Pr | EA | 4440 | 53514195175 | 121
295-0069 | EX295 2F/50'Cd/230V/1Ph/Ex Pr | EA | 4360 | 53514201623 | 126
295-0070 | DX295 2F/230V/1Ph/Ex Pr | EA | 4880 | 53514236700 | 128
295-0071 | HX295 2F/200-208V/1Ph/Ex Pr | EA | 4930 | 53514236724 | 128
295-0072 | EX295 2F/35'Cord/230V/1Ph/Ex Pr | EA | 4320 | 53514217532 | 121
295-0074 | J295 2F/50'Cd/200-208V/3Ph/cCSAus | EA | 2400 | 53514304676 | 100
295-0076 | DX295 2F/50'Cd/230V/1Ph/Ex Pr | EA | 5050 | 53514312800 | 128
295-0078 | JX295 2F/35'Cd/200-208V/3Ph/Ex Pr | EA | 4450 | 53514331450 | 121
295-0079 | WD295 2F/25'Cd/230V/1Ph | EA | 2440 | 53514333669 | 90
295-0083 | BA295 2F/50'Cd/575V/3Ph/cCSAus | EA | 2430 | 53514340834 | 92
295-0085 | JX295 2F/50'Cd/200-208V/3Ph/Ex Pr | EA | 4580 | 53514343637 | 122
295-0086 | BAX295 2F/35'Cd/575V/3Ph/Ex Pr | EA | 4600 | 53514358112 | 121
295-0087 | GX295 2F/50'Cd/460V/3Ph/Ex Pr | EA | 4670 | 53514358778 | 123
295-0088 | BAX295 2F/50'Cd/575V/3Ph/Ex Pr | EA | 4750 | 53514365042 | 121
295-0090 | F295 2F/230V/3Ph/cCSAus/Br Impeller | EA | 2560 | 53514415525 | 91
295-0092 | G295 2F/460V/3Ph/cCSAus/Br Impeller | EA | 2450 | 53514439033 | 91
295-0093 | IX295 2F/50'Cd/200-208V/1Ph/Ex Pr | EA | 4410 | 53514446215 | 121
295-0095 | E295 2F/230V/1Ph/CSA/Bronze Impeller | EA | 2300 | 53514454043 | 91
300-0006 | N300 115/230V/1Ph/ 1/3Hp/Field Wired | EA | 1110 | 53514139940 | 36
30-0015 | Valve,Unicheck-1.5" Pvc/Compression | EA | 90 | 53514019594 | 1.1
30-0020 | Valve,Unicheck-2" Pvc/Compression | EA | 113 | 53514019600 | 1.7
30-0021 | Valve,Unicheck-Plastic/2" Slip X Slip | EA | 55 | 53514027049 | 1.6
30-0022 | Valve,Unicheck-Plastic/2"Slip "Rack Pak" | EA | 79 | 53514027919 | 1.6
30-0023 | Valve,Unicheck-Plastic/2" Body Asm | EA | 46 | 53514027926 | 0.8
30-0030 | Valve,Unicheck-3" Pvc/Compression | EA | 380 | 53514019617 | 5
30-0040 | Valve,Quiet Check 1.5"Pvc/Union/Solvent-Weld/PVC | EA | 38 | 53514264147 | 2
30-0041 | Valve,Quiet Check 1.5"Pvc/Clear/Union-Solvent Weld/PVC | EA | 45 | 53514264161 | 2
30-0042 | Valve,Quiet Check 2"Pvc/Union/Solvent-Weld/PVC | EA | 49 | 53514264185 | 3
30-0043 | Valve,Quiet Check 2"PVc/Clear/Union/Solvent Weld/PVC | EA | 73 | 53514264208 | 3
30-0044 | Valve,Quiet Check 3"Pvc/Socket/PVC | EA | 107 | 53514264222 | 3
30-0045 | Valve,Quiet Check 3"Pvc/Clear/Socket/PVC | EA | 120 | 53514264246 | 3
30-0046 | Valve,Quiet Check 1.5"Pvc/Union/Ball Valve/SOC/White | EA | 68 | 53514286286 | 3
30-0047 | Valve,Quiet Check 1.5"Pvc/Union/Ball Valve/SOC/Clear | EA | 74 | 53514286309 | 3
30-0048 | Valve,Quiet Check 2"Pvc/Union/Ball Valve/SOC/White | EA | 74 | 53514286323 | 4
30-0049 | Valve,Quiet Check 2"Pvc/Union/Ball Valve/SOC/Clear | EA | 88 | 53514286347 | 4
30-0100 | Valve,Unichk-Union/Ball Valve/1.5"/Pvc/Soc/Sch40 | EA | 54 | 53514105938 | 2
30-0101 | Valve,Unichk-Union Ball Valve/2"/Pvc/Soc/Sch40 | EA | 71 | 53514105952 | 2.8
30-0102 | Valve,Unichk-Union/1.5"/Pvc/Solvent Weld | EA | 42 | 53514105969 | 1
30-0103 | Valve,Unichk-Union/2"/Pvc/Solvent Weld | EA | 65 | 53514105976 | 1.25
30-0151 | Valve,Unicheck-2" Slip X Slip/Cast Iron | EA | 87 | 53514019631 | 3.8
30-0152 | Valve,Unicheck-2"Female NPT/Cast Iron/50 Psi | EA | 138 | 53514019648 | 11
30-0160 | Valve,Unicheck-3"Female NPT/Cast Iron | EA | 267 | 53514019655 | 18
30-0163 | Valve,Unicheck/1.25"Female NPT | EA | 210 | 53514045203 | 7.5
30-0164 | Valve,Unicheck/1.5" Female NPT | EA | 155 | 53514047313 | 7.5
30-0165 | Valve,Ball 1.25" (Slip To Slip)/Sch 80/(Colonial) | EA | 99 | 53514045951 | 2
30-0166 | Valve,Ball 1.5" (Slip To Slip)/Sch 80/(Colonial) | EA | 144 | 53514045968 | 2
30-0167 | Valve,Ball 2" (Slip To Slip)/Sch 80/(Colonial) | EA | 180 | 53514045975 | 2.5
30-0175 | Valve,Ball 1.25"/Single Union/(Slip XSlip)Sch 80 | EA | 210 | 53514088132 | 2
30-0181 | Valve,Unicheck-Pvc/1.25 Or 1.5 Slip | EA | 27 | 53514019662 | 0.9
30-0182 | Valve,Unicheck-Pvc/Body Asm 1.25/1.5 | EA | 26 | 53514019679 | 0.4
30-0187 | Valve,Chk-1.25"Brass/Effluent Turbine | EA | 87 | 53514119430 | 2
30-0189 | Valve,Chk-2"Brass/Efflu Ent Turbine | EA | 360 | 53514138592 | 3
30-0191 | Valve,Unicheck-Pvc-1.25/1.5" Slip Gwr | EA | 48 | 53514019693 | 1
30-0196 | Valve, Check-Bronze/1" | EA | 55 | 53514219246 | 1
30-0197 | Valve, Check-Bronze/1-1/4" | EA | 71 | 53514219260 | 1
30-0198 | Valve, Check-Bronze/1-1/2" | EA | 75 | 53514219284 | 1
30-0200 | Valve,Unicheck-Plastic/1.25/1.5"Slip SS | EA | 40 | 53514019709 | 0.8
30-0201 | Valve,Unicheck 2" C.I. W/S.S.Coupling | EA | 97 | 53514054816 | 3.8
30-0202 | Valve,Unicheck 2"Plastic W/S.S. Coupling | EA | 74 | 53514054823 | 1.6
30-0205 | Union,1.25" Slip X Slip/Sch 80 Pvc | EA | 53 | 53514091743 | 3
30-0207 | Valve,Check 1" Clear Pvc w/Unions | EA | 87 | 53514151478 | 0.75
30-0209 | Valve,Check 1.5"/Clear/Pvc W/Unions | EA | 97 | 53514151492 | 1
30-0213 | Valve,Ball 1.25" FPT/Brass | EA | 130 | 53514151362 | 5
30-0214 | Valve,Unicheck/1.25"Female NPT/High Temp | EA | 210 | 53514174187 | 7.5
30-0215 | Valve,Unicheck/1.5" Female NPT/High Temp | EA | 220 | 53514174194 | 7.5
30-0216 | Valve,Unicheck-2"Female NPT/Cast Iron/Hi Temp | EA | 200 | 53514174200 | 11
30-0221 | Valve,Ball 3.0" (Slip X Slip)/Sch 80 | EA | 1940 | 53514176099 | 4.5
30-0223 | Valve,Check 1.25" Brass/Fpt X Fpt | EA | 115 | 53514196592 | 2
30-0224 | Valve,Check 1.25"/Clear PVC w/Unions | EA | 150 | 53514225759 | 1
30-0225 | Valve,Check 2" Brass/Fpt x Fpt/125 Psi/71 Series Grinder | EA | 590 | 53514242596 | 4.35
30-0226 | Valve,Ball 2.0"FPT/Brass | EA | 290 | 53514244965 | 9
30-0238 | Valve,Check/1.5 InLine/Vertical/SS Clamps | EA | 22 | 53514315504 | 0.2
30-0239 | Valve,Quiet Check 1.25"Pvc/Union/Solvent-Weld/PVC | EA | 53 | 53514317690 | 0.75
30-0241 | Valve,Quiet Check/1.5"PVC/Hose Clamp/White | EA | 41 | 53514333775 | 1.2
30-0242 | Valve,Quiet Check/1.5"PVC/Hose Clamp/Clear | EA | 47 | 53514333782 | 1.2
30-0243 | Valve,Quiet Check/2"PVC/Hose Clamp/White | EA | 67 | 53514333799 | 1.8
30-0244 | Valve,Quiet Check/2"PVC/Hose Clamp/Clear | EA | 73 | 53514333805 | 1.8
30-0248 | Valve,Ball 2" (3-Way)/Sch 80/(Praher) | EA | 600 | 53514407872 | 0
30-0250 | Valve, Check 1.25"/SS/FPT X FPT | EA | 200 | 53514448189 | 1.54
301-0006 | NE301 115/230V/1Ph/.5Hp Field Wired/Dual Volt | EA | 1080 | 53514139957 | 38
302-0006 | NE302 115/230V/.75Hp/Field Wired/Dual Volt | EA | 1330 | 53514139964 | 42
303-0006 | NE303 115/230V/1Ph/1Hp/Field Wired/Dual Volt | EA | 1470 | 53514139971 | 46
304-0006 | NE304 115/230V/1Ph/1.5Hp/Field Wired/Dual Volt | EA | 1490 | 53514139988 | 51
305-0006 | NE305 115/230V/1Ph/2Hp/Field Wired/Dual Volt | EA | 1580 | 53514139995 | 55
306-0006 | NE306 115/230V/1Ph/.75HP/Field Wired/Dual Volt/2 Stage/Plastic Impeller | EA | 1450 | 53514217853 | 67
307-0006 | NE307 115/230V/1Ph/1HP/Field Wired/Dual Volt/2 Stage/Plastic Impeller | EA | 1530 | 53514217877 | 71
308-0006 | NE308 115/230V/1Ph/1.5HP/Field Wired/Dual Volt/2 Stage/Plastic Impeller | EA | 1610 | 53514217891 | 73
309-0006 | NE309 115/230V/1Ph/2HP/Field Wired/Dual Volt/2 Stage/Plastic Impeller | EA | 1780 | 53514217914 | 79
3098-0001 | M3098 115V/1Ph/HT | EA | 1550 | 53514034092 | 53
3098-0002 | N3098 115V/1Ph/High Temp | EA | 1400 | 53514034108 | 50
3098-0003 | D3098 230V/1Ph/HT | EA | 1550 | 53514034115 | 53
3098-0004 | E3098 230V/1Ph/HT | EA | 1400 | 53514034122 | 50
3098-0006 | M3098 115V/1Ph/HT/7'Cond | EA | 1770 | 53514041540 | 54
3098-0007 | N3098 115V/1P/HT/13'Cond | EA | 1670 | 53514042691 | 52
3098-0008 | N3098 115V/1P/HT/14'Cond | EA | 1700 | 53514053369 | 53
3098-0009 | M3098 115V/1Ph/HT/6'Cond | EA | 1720 | 53514060688 | 53
3098-0010 | N3098 115V/1P/HT 16'Cond | EA | 1760 | 53514070618 | 53
3098-0011 | N3098 115V/1P/HT/20'Cond | EA | 1880 | 53514084226 | 53
3098-0012 | D3098 230V/1Ph/HT/5'Cond | EA | 1670 | 53514114541 | 53
3098-0013 | M3098 115V/1Ph/HT/5'Cond | EA | 1670 | 53514117160 | 53
3098-0016 | N3098 115V/1P/HT/15'Cond | EA | 1730 | 53514126391 | 53
3098-0017 | N3098 115V/1Ph/HT/9'Cond | EA | 1570 | 53514150655 | 53
3098-0018 | M3098 20'Cd/1Ph/HT/20' Cond | EA | 2560 | 53514162788 | 56
3098-0019 | M3098 115V/1Ph/HT/4'Cond | EA | 1620 | 53514170462 | 53
3098-0020 | D3098 230V/1P/HT/10'Cond | EA | 1960 | 53514181758 | 54
3098-0021 | M3098 50'Cd/115V/1Ph/HT | EA | 1760 | 53514205287 | 56
3098-0022 | M3098 115V/1Ph/HT/8'Cond | EA | 1840 | 53514263812 | 54
3098-0023 | M3098 115V/1Ph/HT/10'Cond | EA | 1860 | 53514282172 | 54
3098-0024 | M3098 115V/1Ph/HT/13'Cond | EA | 1990 | 53514282196 | 54
3098-0025 | E3098 230V/1Ph/HT/15'Cond | EA | 1660 | 53514294281 | 50
3098-0027 | M3098 50'Cd/115V/1Ph/HT/5'Cond | EA | 1820 | 53514445645 | 53
31-0004 | Basin,F-S/24X30/2V2D/(1)4"Hub | EA | 850 | 53514019808 | 73
31-0006 | Basin,F-S/24X30/3V3D/(1)4"Hub | EA | 710 | 53514019822 | 73
31-0010 | Basin,F-D/36X36/2V2D/(1)4"Hub/10'Stack | EA | 2520 | 53514019860 | 221
31-0011 | Basin,F-D/36X36/3V3D/(1)4"Hub/10'Stack | EA | 2010 | 53514019877 | 221
31-0027 | Basin,F-S/24X30/3V2D/(1)4"Hub | EA | 710 | 53514020033 | 73
31-0039 | Basin,P-S/24X30/2V2D/(1)4"Hub | EA | 570 | 53514020149 | 40
31-0040 | Basin,P-S/24X30/3V3D/(1)4"Hub | EA | 490 | 53514020156 | 40
31-0042 | Basin,P-S/24X30/3V2D/(1)4"Hub | EA | 490 | 53514020170 | 40
31-0043 | Basin,P-D/30X36/2V2D/(1)4"Hub | EA | 1180 | 53514020187 | 66
31-0044 | Basin,P-D/30X36/3V3D/(1)4"Hub | EA | 1020 | 53514020194 | 66
31-0046 | Basin,P-D/30X36/3V2D/(1)4"Hub | EA | 1020 | 53514020217 | 66
31-0047 | Basin,P-D/36X36/2V2D/(1)4"Hub | EA | 1550 | 53514020224 | 141
31-0048 | Basin,P-D/36X36/3V3D/(1)4"Hub | EA | 1340 | 53514020231 | 88
31-0050 | Basin,P-D/36X36/3V2D/(1)4"Hub | EA | 1340 | 53514020255 | 88
31-0057 | Basin,F-D/36X36/3V2D/(1)4"Hub/10'Stack | EA | 2010 | 53514020323 | 221
31-0071 | Basin,F-D/30X36/2V2D/(1)4"Hub | EA | 1610 | 53514020460 | 82
31-0072 | Basin,F-D/30X36/3V3D/(1)4"Hub | EA | 1280 | 53514020477 | 83
31-0074 | Basin,F-D/30X36/3V2D/(1)4"Hub | EA | 1280 | 53514020491 | 83
31-0081 | Basin,P-S/18X30/2V2D/(1)4"Hub/Split Cover | EA | 220 | 53514020569 | 29
31-0082 | Basin,P-S/18X30/3V3D/(1)4"Hub/12Ga Cover | EA | 180 | 53514020576 | 22.25
31-0084 | Basin,P-S/18X30/3V2D/(1)4"Hub | EA | 180 | 53514020590 | 22.25
31-0091 | Basin,P-S/18X30/2V2D/(1)4"Hub/12Ga Cover | EA | 200 | 53514020668 | 22.25
31-0124 | Basin,F-D/48X48/2V2D/(1)4"Hub/10'Stack | EA | 4220 | 53514020989 | 307
31-0125 | Basin,F-D/48X48/3V3D/(1)4"Hub/10'Stack | EA | 3370 | 53514020996 | 307
31-0127 | Basin,F-D/48X48/3V2D/(1)4"Hub/10'Stack | EA | 3370 | 53514021016 | 307
31-0154 | Basin,F-S/18X30/2V2D/(1)4"Flat Hub/Split Cover | EA | 450 | 53514021283 | 36
31-0155 | Basin,F-S/18X30/3V3D/(1)4"Flat Hub/Split Cover | EA | 355 | 53514021290 | 36
31-0157 | Basin,F-S/18X30/3V2D/(1)4"Flat Hub/Split Cover | EA | 350 | 53514021313 | 36
31-0159 | Basin,P-S/18X30/2V2D/(1)4"Psl/10'Stack | EA | 280 | 53514021337 | 27
31-0161 | Basin,P-S/18X30/3V3D/(1)4"Psl/10'Stack | EA | 240 | 53514021351 | 27
31-0162 | Basin,P-S/18X30/3V2D/(1)4"Psl/10'Stack | EA | 240 | 53514021368 | 27
31-0214 | Basin,F-S/18X30/2V2D/(1)4"Hub/10'Stack | EA | 500 | 53514021818 | 38
31-0215 | Basin,F-S/18X30/3V3D/(1)4"Hub/10'Stack | EA | 380 | 53514021825 | 38
31-0217 | Basin,F-S/18X30/3V2D/(1)4"Hub/10'Stack | EA | 380 | 53514021849 | 38
31-0218 | Basin,F-S/24X30/2V2D/(1)4"Hub/10'Stack | EA | 1240 | 53514021856 | 80
31-0219 | Basin,F-S/24X30/3V3D/(1)4"Hub/10'Stack | EA | 990 | 53514021863 | 80
31-0221 | Basin,F-S/24X30/3V2D/(1)4"Hub/10'Stack | EA | 990 | 53514021887 | 80
31-0222 | Basin,F-D/30X36/2V2D/(1)4"Hub/10'Stack | EA | 2000 | 53514021894 | 172
31-0223 | Basin,F-D/30X36/3V3D/(1)4"Hub/10'Stack | EA | 1590 | 53514021900 | 172
31-0225 | Basin,F-D/30X36/3V2D/(1)4"Hub/10'Stack | EA | 1590 | 53514021924 | 172
31-0249 | Basin,P-S/18X22/3V1.5D/Radon | EA | 160 | 53514026370 | 16
31-0251 | Basin,P-18X22/(1)5"Hole W-Psl | EA | 58 | 53514073411 | 7
31-0444 | Basin,P-18X22 WO Hub & Hole | EA | 53 | 53514040147 | 7
31-0445 | Basin,P-S/18X22 WO Hub & Hole/(Pedestal) | EA | 100 | 53514039820 | 9
31-0594 | Basin,F-S/24X72/Blank Cvr/AFD/W-Pseal | EA | 1260 | 53514060992 | 107
31-0608 | Basin,P-S/18X30/2"Int V/2D/(1)4"P-Sl/Poly Cover | EA | 240 | 53514062439 | 18
31-0615 | Basin,P-S/18X30/2V2D/(1)4"P-Seal/12Ga Cover | EA | 210 | 53514062477 | 23
31-0813 | Extension,Basin-F 12" For 36" Dia | EA | 420 | 53514070021 | 49
31-0866 | Basin,F-S/24X48/Blnk Fg Cvr/AFD/P-Seals | EA | 1220 | 53514080525 | 88
31-0946 | Basin,F-S/24X60/Blank Cvr/AFD/W-P-Seal | EA | 1490 | 53514088972 | 103
31-0994 | Extension,Basin-F 12" For 24"Dia | EA | 290 | 53514096212 | 26
311-0002 | Pump,Transfer 115V/1Ph/60Hz/cCSAus | EA | 247 | 53514137212 | 7.75
31-1098 | Basin,PSF-S/18X30/2V2D/(1)4"Hole/PSF Cover | EA | 310 | 53514111915 | 24
31-1099 | Basin,PSF-S/18X30/2V2D/(1)4"Hole/PSF Split Cover | EA | 310 | 53514111922 | 24
31-1100 | Basin,PSF-S/18X30/3V3D/(1)4"Hole/PSF Split Cover | EA | 250 | 53514111939 | 24
31-1101 | Basin,PSF-S/18X30/3V2D/(1)4"Hole/PSF Split Cover | EA | 250 | 53514111946 | 24
31-1102 | Basin,PSF-S/24X36/2V2D/(1)4"Hole/Solid FG Cover | EA | 780 | 53514111953 | 51
31-1103 | Basin,PSF-S/24X36/3V3D/(1)4"Hole/FgCover | EA | 650 | 53514111960 | 51
31-1104 | Basin,PSF-S/24X36/3V2D/(1)4"Hole WithCombo Hub | EA | 650 | 53514111977 | 51
31-1105 | Basin,PSF-D/30X36/2V2D/(1)4"Hole/FG Cover W-Insp | EA | 1520 | 53514111984 | 75
31-1106 | Basin,PSF-D/30X36/3V3D/(1)4"Hole/FG Cover W-Insp | EA | 1180 | 53514111991 | 75
31-1107 | Basin,PSF-D/30X36/3V2D/(1)4"Hole/FG Cover W-Insp | EA | 1180 | 53514112004 | 75
31-1338 | Basin,PSF-S/18X30/2 & 3V 2D/Economy | EA | 210 | 53514134181 | 23
31-1450 | Basin,F-S/36X48/Blnk Cvr/Pipe Seal Pak | EA | 2260 | 53514144333 | 145
31-1451 | Basin,F-S/36X60/Blnk Cvr/Pipe Seal Pak | EA | 2450 | 53514144340 | 159
31-1452 | Basin,F-D/36X72/Blnk Cvr/Pipe Seal Pak | EA | 3110 | 53514144357 | 234
31-1473 | Extension,Basin-PSF 12" For 18"Dia | EA | 190 | 53514146214 | 10
31-1476 | Extension,Basin-PSF 6" For 18"Dia | EA | 160 | 53514146221 | 5
31-1586 | Basin,F-S/30X72/Blnk Fg Cvr/P-Sl Pak/AFD | EA | 2450 | 53514158613 | 176
31-1608 | Basin,PSF-S/18X30/2V2D/Sih/Split Cvr/AFD/Torque Stops | EA | 360 | 53514160531 | 24
31-1721 | Basin,F-S/24X24/2V1.5D/4"Hub Loose/FG Perforated Cvr | EA | 1210 | 53514174606 | 55
31-1830 | Basin,F-S/30X48/Blnk Cvr/Pipe Seal Pak | EA | 1440 | 53514187057 | 112
31-1831 | Basin,F-S/30X60/Blnk Cvr/Pipe Seal Pak | EA | 1800 | 53514187064 | 124
31-1855 | Basin,P-S/18X30/Wo Hole/4"Hub/Poly Cvr W/Cd Seal | EA | 160 | 53514190057 | 15
31-1996 | Basin,F-S/24X36/1.5V1.5D/4"Hub Loose/FGPerforated Cvr | EA | 1630 | 53514209544 | 65
31-1997 | Basin,P-S/24X24/2V2D/ZCO/1 Hole Cord Seal | EA | 400 | 53514213183 | 28
31-2228 | Basin,PSF-18X30/4" Hub Hole WO Hub/Torque Stops | EA | 87 | 53514311742 | 16
31-2229 | Basin,PSF-18X30/4" Hub Hole WO Hub | EA | 120 | 53514314590 | 16
31-2325 | Basin,PSF-18X30/With Out Hub & Hole | EA | 120 | 53514311759 | 16
31-2379 | Basin,PSF-18X30/4" Hole With 4" Pipe Seal/Torque Stops | EA | 120 | 53514327750 | 16
31-2380 | Basin,PSF-18x30/4" Hole With 4" Pipe Seal | EA | 140 | 53514327767 | 16
31-2952 | Riser,Extension/Hardware Pak/LPS/ 30" Dia X 26" Long/Green | EA | 1210 | 53514463441 | 10
31-2953 | Riser,Extension/Hardware Pak/LPS/ 30" Dia X 12" Long/Green | EA | 1010 | 53514463458 | 10
31-3046 | Basin,P-S/24X24/2V2D PSF Cover w/Inspection Plate | EA | 440 | 53514487874 | 31
31-3108 | Extension,8" for 24 X 24 Basin/2 Float/Kit | EA | 310 | 53514501105 | 12
31314-0001 | Control,Pivot/Sim/1Ph/115/200/230V/0-7FLA/Standard | EA | 1134 | 53514445812 | 9
31324-0001 | Control,Pivot/Sim/1Ph/115/200/230V/7-15FLA/Standard | EA | 1160 | 53514445829 | 9
31334-0001 | Control,Pivot/Sim/1Ph/115/200/230V/15-20FLA/Standard | EA | 1164 | 53514445836 | 9
31344-0001 | Control,Pivot/Sim/1Ph/115/200/230V/20-30FLA/Standard | EA | 1279 | 53514471835 | 9
31354-0001 | Control,Pivot/Sim/1Ph/115/200/230V/0-20FLA/Standard | EA | 1273 | 53514445843 | 9
3137-0001 | M3137 115V/1Ph/HT | EA | 1630 | 53514022020 | 57
3137-0002 | N3137 115V/1Ph/High Temp | EA | 1460 | 53514022037 | 53
3137-0003 | D3137 230V/1Ph/HT | EA | 1620 | 53514022044 | 57
3137-0004 | E3137 230V/1Ph/HT | EA | 1460 | 53514022051 | 53
3137-0005 | M3137 25'Cd/115V/1Ph/HT | EA | 1800 | 53514022068 | 59
3137-0008 | E3137 230V/1P/10'Cond/HT | EA | 1610 | 53514029791 | 55
3137-0009 | N3137 115V/1P/20'Cond/HT | EA | 2010 | 53514032531 | 55
3137-0012 | M3137 35'Cd/115V/1Ph/HT | EA | 1910 | 53514041946 | 62
3137-0014 | M3137 115V/1Ph/6'Cond/HT | EA | 1780 | 53514060978 | 58
3137-0016 | M3137 115V/1Ph/5'Cond/HT | EA | 1720 | 53514092658 | 58
3137-0017 | N3137 115V/1P/15'Cond/HT | EA | 1860 | 53514092825 | 54
3137-0018 | N3137 115V/1P/25'Cond/HT | EA | 2160 | 53514143534 | 56
3137-0019 | N3137 115V/1P/12'Cond/HT | EA | 1760 | 53514176129 | 54
3137-0020 | D3137 230V/1Ph/10' Conduit/HT | EA | 1880 | 53514259853 | 57
3137-0021 | M3137 25'Cd/115V/1Ph/6'Cond/HT | EA | 1850 | 53514328641 | 58
3137-0022 | M3137 115V/1Ph/10'Cond/HT | EA | 1970 | 53514351304 | 59
3137-0023 | N3137 115V/1P/30'Cond/HT | EA | 2350 | 53514352592 | 56
3137-0024 | M3137 115V/1Ph/20'Cond/HT | EA | 2290 | 53514356200 | 59
3137-0026 | M3137 115V/1Ph/17'Cond/HT | EA | 2170 | 53514373894 | 59
3137-0027 | N3137 115V/1P/50'Cond/HT | EA | 3090 | 53514467180 | 56
314-0002 | Pump,Utility Transfer/115V/1Ph/.5Hp/cCSAus | EA | 487 | 53514145842 | 17
3161-0001 | M3161 115V/1Ph/HT | EA | 2840 | 53514060213 | 90
3161-0002 | N3161 115V/1Ph/High Temp | EA | 2480 | 53514060220 | 86
3161-0003 | D3161 230V/1Ph/HT | EA | 2810 | 53514060237 | 90
3161-0004 | E3161 230V/1Ph/HT | EA | 2520 | 53514060244 | 86
3161-0005 | M3161 25'Cd/115V/1Ph/HT | EA | 2900 | 53514061173 | 92
3161-0006 | M3161 115V/1Ph/6'Cond/HT | EA | 3010 | 53514096656 | 91
3161-0008 | N3161 115V/1Ph/15'Cond/HT | EA | 2750 | 53514115395 | 86
3161-0011 | M3161 30'Cd/115V/1Ph/HT | EA | 2880 | 53514153014 | 95
3161-0013 | M3161 115V/1Ph/9'Cond/HT | EA | 3180 | 53514162573 | 92
3161-0016 | D3161 25'Cd/230V/1Ph/HT | EA | 2910 | 53514194185 | 91
3161-0018 | M3161 30'Cd/115V/1Ph/10'Cond/HT | EA | 3090 | 53514261320 | 96
3161-0020 | N3161 115V/1Ph/20'Cond/HT | EA | 2900 | 53514265854 | 87
3161-0023 | N3161 115V/1Ph/10'Cond/HT | EA | 3360 | 53514263942 | 86
3161-0026 | N3161 115V/1Ph/25'Cond/HT | EA | 3040 | 53514346775 | 86
3161-0027 | D3161 35'Cd/230V/1Ph/HT | EA | 2980 | 53514358006 | 91
3161-0028 | D3161 230V/1Ph/HT/12'Cond | EA | 3160 | 53514391843 | 88
3161-0029 | M3161 50'Cd/115V/1Ph/HT | EA | 2950 | 53514457945 | 95
3163-0001 | M3163 115V/1Ph/HT | EA | 2830 | 53514060299 | 90
3163-0002 | N3163 115V/1Ph/High Temp | EA | 2480 | 53514060305 | 86
3163-0003 | D3163 230V/1Ph/HT | EA | 2800 | 53514060312 | 90
3163-0004 | E3163 230V/1Ph/HT | EA | 2510 | 53514060329 | 86
3163-0005 | N3163 115V/1Ph/12'Cond/HT | EA | 2650 | 53514084271 | 89
3163-0006 | E3163 230V/1Ph/15'Cond/HT | EA | 2830 | 53514087999 | 88
3163-0007 | N3163 115V/1Ph/21'Cond/HT | EA | 2920 | 53514089900 | 89
3163-0008 | M3163 115V/1Ph/6'Cond/HT | EA | 3000 | 53514104382 | 91
3163-0009 | N3163 115V/1Ph/25'Cond/HT | EA | 3040 | 53514111342 | 91
3163-0010 | N3163 115V/1Ph/20'Cond/HT | EA | 2890 | 53514116576 | 89
3163-0016 | E3163 230V/1Ph/25'Cond/HT | EA | 3070 | 53514187149 | 89
3163-0017 | M3163 115V/1Ph/4'Cond/HT | EA | 2940 | 53514255107 | 91
3163-0018 | N3163 115V/1Ph/10'Cond/HT | EA | 2600 | 53514255589 | 89
3163-0019 | M3163 35'Cd/115V/1Ph/9' Cond/HT | EA | 3280 | 53514300975 | 93
3163-0021 | M3163 115V/1Ph/9'Cond/HT | EA | 3180 | 53514333171 | 91
3163-0022 | N3163 115V/1Ph/15' Cond/HT | EA | 2740 | 53514357184 | 89
3163-0023 | M3163 35'Cd/115V/1Ph/10' Cond/HT | EA | 3310 | 53514403232 | 93
3163-0024 | M3163 25'Cd/115V/1Ph/HT | EA | 2890 | 53514406752 | 90
3163-0025 | D3163 230V/1Ph/14' Cond/HT | EA | 3430 | 53514408671 | 91
3163-0026 | N3163 115V/1Ph/8'Cond/HT | EA | 2540 | 53514439910 | 89
32-0005 | Basin&Suspended Hdwe/24X36/Sim/Indoor/Grinder | EA | 3610 | 53514046408 | 107
32-0006 | Basin&Suspended Hdwe/30X36/Dup/3F/Indoor/Grinder | EA | 5040 | 53514046415 | 154
32-0007 | Basin&Suspended Hdwe/30X36/Dup/4F/Indoor/Grinder | EA | 5050 | 53514048709 | 154
32-0009 | Basin&Suspended Hdwe/30X36/Dup/3F/Indoor/"820" | EA | 5200 | 53514069476 | 155
32-0010 | Basin&Suspended Hdwe/30X36/Dup/4F/Indoor/"820" | EA | 5210 | 53514069483 | 155
32-0011 | Basin&Suspended Hdwe/24X36/Sim/Indoor/1Ph/2 Cord Seals/"820" | EA | 3820 | 53514074173 | 107
32-0029 | Basin&Suspended Hdwe/24X36/Sim/Indoor/1P/810/815 | EA | 4230 | 53514193904 | 107
32124-0001 | Control,Pivot/Dup/1Ph/115V/7-15FLA/Standard | EA | 1579 | 53514445867 | 9
32134-0001 | Control,Pivot/Dup/1Ph/115V/15-20FLA/Standard | EA | 1579 | 53514445874 | 9
32314-0001 | Control,Pivot/Dup/1Ph/115/200/230V/0-7A/Standard | EA | 1695 | 53514445881 | 9
32324-0001 | Control,Pivot/Dup/1Ph/115/200/230V/7-15FLA/Standard | EA | 1695 | 53514445898 | 9
32334-0001 | Control,Pivot/Dup/1Ph/115/200/230V/15-20FLA/Standard | EA | 1695 | 53514445904 | 9
32344-0001 | Control,Pivot/Dup/1Ph/115/200/230V/20-30FLA/Standard | EA | 1662 | 53514445928 | 9
32354-0001 | Control,Pivot/Dup/1Ph/115/200/230V/0-20FLA/Standard | EA | 1929 | 53514445935 | 9
3261-0001 | M3161 2F/115V/1Ph/HT/(3161-0001) | EA | 2890 | 53514060251 | 93
3261-0002 | N3161 2F/115V/1Ph/HT/(3161-0002) | EA | 2540 | 53514060268 | 92
3261-0003 | D3161 HT/2F/230V/1Ph/(3161-0003) | EA | 2860 | 53514060275 | 93
3261-0004 | E3161 2F/230V/1Ph/HT/(3161-0004) | EA | 2570 | 53514060282 | 92
3261-0005 | D3161 2F/230V/1Ph/HT/6' Cond/(3161-0007) | EA | 3030 | 53514115029 | 93
3261-0006 | E3161 2F/230V/1Ph/HT/20'Cond/(3161-0009) | EA | 3070 | 53514116262 | 94
3261-0007 | M3161 2F/115V/1Ph/6'Cond/HT/(3161-0006) | EA | 3060 | 53514198169 | 93
3261-0008 | E3161 2F/230V/1P/35' Cond/HT/(3161-0024) | EA | 3630 | 53514316396 | 88
3261-0009 | E3161 2F/230V/1Ph/HT/15'Cond/(3161-0025) | EA | 2890 | 53514324216 | 90
3261-0011 | N3161 2F/25'Cd/115V/1Ph/HT/(3161-0026) | EA | 3100 | 53514346867 | 93
3263-0001 | M3163 2F/115V/1Ph/HT/(3163-0001) | EA | 2890 | 53514060336 | 93
3263-0002 | N3163 2F/115V/1Ph/HT/(3163-0002) | EA | 2530 | 53514060343 | 92
3263-0003 | D3163 2F/230V/1Ph/HT (3163-0003) | EA | 2850 | 53514060350 | 93
3263-0004 | E3163 2F/230V/1Ph/HT (3163-0004) | EA | 2570 | 53514060367 | 92
3263-0005 | E3163 2F/230V/1Ph/HT/15'Cond/(3163-0006) | EA | 2890 | 53514088002 | 92
3263-0006 | M3163 2F/115V/1Ph/HT/7' Cond(3163-0011) | EA | 3110 | 53514124168 | 92
3263-0008 | N3163 2F/115V/1Ph/HT/20'Cond/(3163-0010) | EA | 2940 | 53514178673 | 94
3263-0010 | N3163 2F/115V/1Ph/HT/25'Cond/(3163-0009) | EA | 3090 | 53514287733 | 94
3263-0011 | E3163 2F/230V/1Ph/25'Cond/HT/(3163-0016) | EA | 3260 | 53514345952 | 89
3263-0012 | M3163 2F/35'Cd/115V/1Ph/HT/10'Cond/(3163-0023) | EA | 3360 | 53514403317 | 93
3282-0001 | M3282 2F/115V/1Ph/HT | EA | 2570 | 53514022136 | 89
3282-0002 | N3282 2F/115V/1Ph/HT | EA | 2390 | 53514022143 | 85
3282-0003 | D3282 2F/230V/1Ph/HT | EA | 2580 | 53514022150 | 89
3282-0004 | E3282 2F/230V/1Ph/HT | EA | 2390 | 53514022167 | 85
3282-0005 | D3282 2F/25'Cd/230V/1Ph/HT | EA | 2640 | 53514022174 | 91
3282-0006 | M3282 2F/115V/1Ph/8'Cond/HT | EA | 2860 | 53514028954 | 91
3282-0007 | N3282 2F/115V/1Ph/35'Cond/HT | EA | 3440 | 53514030537 | 90
3282-0008 | D3282 2F/230V/1Ph/6'Cond/HT | EA | 2770 | 53514031114 | 90
3282-0010 | E3282 2F/230V/1P/12'Cond/HT | EA | 2580 | 53514056506 | 91
3282-0011 | N3282 2F/115V/1Ph/9'Cond/HT | EA | 2520 | 53514062286 | 88
3282-0012 | N3282 2F/115V/1Ph/50'Cond/HT | EA | 3880 | 53514063818 | 92
3282-0013 | E3282 2F/230V/1P/15'Cond/HT | EA | 2860 | 53514088576 | 92
3282-0014 | M3282 2F/115V/1Ph/9'Cond/HT | EA | 2910 | 53514102180 | 91
3282-0015 | N3282 2F/115V/1Ph/15' Cond/HT | EA | 2850 | 53514102746 | 90
3282-0016 | N3282 2F/115V/1Ph/20' Cond/HT | EA | 2840 | 53514104030 | 91
3282-0017 | E3282 2F/230V/1P/20'Cond/HT | EA | 3000 | 53514170578 | 92
3282-0021 | N3282 2F/115V/1Ph/25'Cond/HT | EA | 2990 | 53514302559 | 88
3282-0022 | N3282 2F/115V/1Ph/13' Cond/HT | EA | 2790 | 53514333379 | 90
3282-0023 | N3282 2F/115V/1Ph/12' Cond/HT | EA | 2760 | 53514346027 | 90
3282-0024 | E3282 2F/230V/1P/50'Cond/HT | EA | 4000 | 53514475680 | 92
3282-0025 | N3282 2F/115V/1Ph/8'Cond/HT | EA | 2490 | 53514488383 | 88
330-0006 | NE330 115/230V/1Ph/.75Hp/Field Wired/Dual Volt | EA | 1340 | 53514140007 | 64
33-0998 | Basin&Rail Asm/24X60/Sim/1.25-2"D/NS Z-Rail/FG Cover/(2)Elec Coupling/AFD | EA | 4800 | 53514303334 | 189
33-0999 | Basin&Rail Asm/24X72/Sim/1.25-2"D/NS Z-Rail/FG Cover/(2)Elec Coupling/AFD | EA | 5060 | 53514303358 | 192
33-1000 | Basin&Rail Asm/24X84/Sim/1.25-2"D/NS Z-Rail/FG Cover/(2)Elec Coupling/AFD | EA | 5260 | 53514303372 | 213
331-0006 | NE331 115/230V/1Ph/1Hp/Field Wired/Dual Volt | EA | 1331.7 | 53514140014 | 68
33-1001 | Basin&Rail Asm/24X96/Sim/1.25-2"D/NS Z-Rail/FG Cover/(2)Elec Coupling/AFD | EA | 5710 | 53514303396 | 235
33-1002 | Basin&Rail Asm/36X60/Dup/1.25-2"D/NS Z-Rail/FG Cover/(2)Elec Coupling/AFD | EA | 8000 | 53514303419 | 393
33-1003 | Basin&Rail Asm/36X72/Dup/1.25-2"D/NS Z-Rail/FG Cover/(2)Elec Coupling/AFD | EA | 8400 | 53514303433 | 468
33-1004 | Basin&Rail Asm/36X84/Dup/1.25-2"D/NS Z-Rail/FG Cover/(2)Elec Coupling/AFD | EA | 8780 | 53514303457 | 533
33-1005 | Basin&Rail Asm/36X96/Dup/1.25-2"D/NS Z-Rail/FG Cover/(2)Elec Coupling/AFD | EA | 9900 | 53514303471 | 593
33-2000 | Basin&Rail Asm/24X48/Sim/ZP/1.25"D@18"/Z-Rail/PC/FG Cover/4"PS/Float Tree/AFD | EA | 3970 | 53514410513 | 180
332-0006 | NE332 115/230V/1Ph/1.5Hp/Field Wired/Dual Volt | EA | 1434.05 | 53514140021 | 72.5
33-2001 | Basin&Rail Asm/24X48/Sim/ZP/1.25"D@18"/Z-Rail/PC/St Ha Cover/4"PS/Float Tree/AFD | EA | 4660 | 53514410520 | 225
33-2002 | Basin&Rail Asm/24X48/Sim/ZP/1.25"D@18"/Z-Rail/PC/Al Ha Cover/4"PS/Float Tree/AFD | EA | 5120 | 53514410537 | 187
33-2003 | Basin&Rail Asm/24X60/Sim/ZP/1.25"D@24"/Z-Rail/PC/FG Cover/4"PS/Float Tree/AFD | EA | 4090 | 53514410544 | 187
33-2004 | Basin&Rail Asm/24X60/Sim/ZP/1.25"D@24"/Z-Rail/PC/St Ha Cover/4"PS/Float Tree/AFD | EA | 4780 | 53514410551 | 234
33-2005 | Basin&Rail Asm/24X60/Sim/ZP/1.25"D@24"/Z-Rail/PC/Al Ha Cover/4"PS/Float Tree/AFD | EA | 5240 | 53514410568 | 196
33-2006 | Basin&Rail Asm/24X72/Sim/ZP/1.25"D@30"/Z-Rail/PC/FG Cover/4"PS/Float Tree/AFD | EA | 4220 | 53514410575 | 192
33-2007 | Basin&Rail Asm/24X72/Sim/ZP/1.25"D@30"/Z-Rail/PC/St Ha Cover/4"PS/Float Tree/AFD | EA | 4910 | 53514408947 | 245
33-2008 | Basin&Rail Asm/24X72/Sim/ZP/1.25"D@30"/Z-Rail/PC/Al Ha Cover/4"PS/Float Tree/AFD | EA | 5370 | 53514408954 | 199
33-2009 | Basin&Rail Asm/24X84/Sim/ZP/1.25"D@36"/Z-Rail/PC/FG Cover/4"PS/Float Tree/AFD | EA | 4350 | 53514408961 | 213
33-2010 | Basin&Rail Asm/24X84/Sim/ZP/1.25"D@36"/Z-Rail/PC/St Ha Cover/4"PS/Flt Tree/AFD | EA | 5040 | 53514408978 | 258
33-2011 | Basin&Rail Asm/24X84/Sim/ZP/1.25"D@36"/Z-Rail/PC/Al Ha Cover/4"PS/Flt Tree/AFD | EA | 5500 | 53514408985 | 220
33-2012 | Basin&Rail Asm/24X84/Sim/ZP/1.25"D@48"/Z-Rail/PC/FG Cover/4"PS/Flt Tree/AFD | EA | 4350 | 53514408992 | 213
33-2013 | Basin&Rail Asm/24X84/Sim/ZP/1.25"D@48"/Z-Rail/PC/St Ha Cover/4"PS/Flt Tree/AFD | EA | 5040 | 53514409005 | 258
33-2014 | Basin&Rail Asm/24X84/Sim/ZP/1.25"D@48"/Z-Rail/PC/Al Ha Cover/4"PS/Flt Tree/AFD | EA | 5500 | 53514409012 | 220
33-2015 | Basin&Rail Asm/24X96/Sim/ZP/1.25"D@36"/Z-Rail/PC/FG Cover/4"PS/Flt Tree/AFD | EA | 5740 | 53514409029 | 230
33-2016 | Basin&Rail Asm/24X96/Sim/ZP/1.25"D@36"/Z-Rail/PC/St Ha Cover/4"PS/Flt Tree/AFD | EA | 6430 | 53514409036 | 275
33-2017 | Basin&Rail Asm/24X96/Sim/ZP/1.25"D@36"/Z-Rail/PC/Al Ha Cover/4"PS/Flt Tree/AFD | EA | 6890 | 53514409043 | 237
33-2018 | Basin&Rail Asm/24X96/Sim/ZP/1.25"D@48"/Z-Rail/PC/FG Cover/4"PS/Flt Tree/AFD | EA | 5440 | 53514409050 | 230
33-2019 | Basin&Rail Asm/24X96/Sim/ZP/1.25"D@48"/Z-Rail/PC/St Ha Cover/4"PS/Flt Tree/AFD | EA | 6430 | 53514409067 | 275
33-2020 | Basin&Rail Asm/24X96/Sim/ZP/1.25"D@48"/Z-Rail/PC/Al Ha Cover/4"PS/Flt Tree/AFD | EA | 6890 | 53514409074 | 237
33-2021 | Basin&Rail Asm/24X108/Sim/ZP/1.25"D@48"/Z-Rail/PC/FG Cover/4"PS/Flt Tree/AFD | EA | 6020 | 53514409081 | 248
33-2022 | Basin&Rail Asm/24X108/Sim/ZP/1.25"D@48"/Z-Rail/PC/St Ha Cover/4"PS/Flt Tree/AFD | EA | 6710 | 53514409098 | 295
33-2023 | Basin&Rail Asm/24X108/Sim/ZP/1.25"D@48"/Z-Rail/PC/Al Ha Cover/4"PS/Flt Tree/AFD | EA | 7170 | 53514409104 | 255
33-2024 | Basin&Rail Asm/24X120/Sim/ZP/1.25"D@48"/Z-Rail/PC/FG Cover/4"PS/Flt Tree/AFD | EA | 6310 | 53514409111 | 260
33-2025 | Basin&Rail Asm/24X120/Sim/ZP/1.25"D@48"/Z-Rail/PC/St Ha Cover/4"PS/Flt Tree/AFD | EA | 6670 | 53514409128 | 305
33-2026 | Basin&Rail Asm/24X120/Sim/ZP/1.25"D@48"/Z-Rail/PC/Al Ha Cover/4"PS/Flt Tree/AFD | EA | 7460 | 53514409135 | 267
33-2027 | Basin&Rail Asm/30X48/Sim/ZP/1.25"D@18"/Z-Rail/PC/FG Cover/4"PS/Float Tree/AFD | EA | 4460 | 53514409142 | 202
33-2028 | Basin&Rail Asm/30X48/Sim/ZP/1.25"D@18"/Z-Rail/PC/St Ha Cover/4"PS/Float Tree/AFD | EA | 5560 | 53514409159 | 262
33-2029 | Basin&Rail Asm/30X48/Sim/ZP/1.25"D@18"/Z-Rail/PC/Al Ha Cover/4"PS/Float Tree/AFD | EA | 5960 | 53514409166 | 212
33-2030 | Basin&Rail Asm/30X60/Sim/ZP/1.25"D@24"/Z-Rail/PC/FG Cover/4"PS/Float Tree/AFD | EA | 4670 | 53514409173 | 222
33-2031 | Basin&Rail Asm/30X60/Sim/ZP/1.25"D@24"/Z-Rail/PC/St Ha Cover/4"PS/Float Tree/AFD | EA | 5760 | 53514409180 | 282
33-2032 | Basin&Rail Asm/30X60/Sim/ZP/1.25"D@24"/Z-Rail/PC/Al Ha Cover/4"PS/Float Tree/AFD | EA | 6170 | 53514409197 | 232
33-2033 | Basin&Rail Asm/30X72/Sim/ZP/1.25"D@30"/Z-Rail/PC/FG Cover/4"PS/Float Tree/AFD | EA | 4880 | 53514409203 | 243
33-2034 | Basin&Rail Asm/30X72/Sim/ZP/1.25"D@30"/Z-Rail/PC/St Ha Cover/4"PS/Float Tree/AFD | EA | 5970 | 53514409210 | 303
33-2035 | Basin&Rail Asm/30X72/Sim/ZP/1.25"D@30"/Z-Rail/PC/Al Ha Cover/4"PS/Float Tree/AFD | EA | 6370 | 53514409227 | 253
33-2036 | Basin&Rail Asm/30X84/Sim/ZP/1.25"D@36"/Z-Rail/PC/FG Cover/4"PS/Float Tree/AFD | EA | 5090 | 53514409234 | 300
33-2037 | Basin&Rail Asm/30X84/Sim/ZP/1.25"D@36"/Z-Rail/PC/St Ha Cover/4"PS/Flt Tree/AFD | EA | 6180 | 53514409241 | 359
33-2038 | Basin&Rail Asm/30X84/Sim/ZP/1.25"D@36"/Z-Rail/PC/Al Ha Cover/4"PS/Flt Tree/AFD | EA | 6580 | 53514409258 | 309
33-2039 | Basin&Rail Asm/30X84/Sim/ZP/1.25"D@48"/Z-Rail/PC/FG Cover/4"PS/Flt Tree/AFD | EA | 5090 | 53514409265 | 299
33-2040 | Basin&Rail Asm/30X84/Sim/ZP/1.25"D@48"/Z-Rail/PC/St Ha Cover/4"PS/Flt Tree/AFD | EA | 6180 | 53514409272 | 359
33-2041 | Basin&Rail Asm/30X84/Sim/ZP/1.25"D@48"/Z-Rail/PC/Al Ha Cover/4"PS/Flt Tree/AFD | EA | 6580 | 53514409289 | 309
33-2042 | Basin&Rail Asm/30X96/Sim/ZP/1.25"D@36"/Z-Rail/PC/FG Cover/4"PS/Flt Tree/AFD | EA | 6630 | 53514409296 | 314
33-2043 | Basin&Rail Asm/30X96/Sim/ZP/1.25"D@36"/Z-Rail/PC/St Ha Cover/4"PS/Flt Tree/AFD | EA | 7720 | 53514409302 | 374
33-2044 | Basin&Rail Asm/30X96/Sim/ZP/1.25"D@36"/Z-Rail/PC/Al Ha Cover/4"PS/Flt Tree/AFD | EA | 8119 | 53514409319 | 324
33-2045 | Basin&Rail Asm/30X96/Sim/ZP/1.25"D@48"/Z-Rail/PC/FG Cover/4"PS/Flt Tree/AFD | EA | 6210 | 53514409326 | 314
33-2046 | Basin&Rail Asm/30X96/Sim/ZP/1.25"D@48"/Z-Rail/PC/St Ha Cover/4"PS/Flt Tree/AFD | EA | 7720 | 53514409333 | 374
33-2047 | Basin&Rail Asm/30X96/Sim/ZP/1.25"D@48"/Z-Rail/PC/Al Ha Cover/4"PS/Flt Tree/AFD | EA | 8119 | 53514409340 | 324
33-2048 | Basin&Rail Asm/30X108/Sim/ZP/1.25"D@48"/Z-Rail/PC/FG Cover/4"PS/Flt Tree/AFD | EA | 7000 | 53514409357 | 329
33-2049 | Basin&Rail Asm/30X108/Sim/ZP/1.25"D@48"/Z-Rail/PC/St Ha Cover/4"PS/Flt Tree/AFD | EA | 8090 | 53514409364 | 389
33-2050 | Basin&Rail Asm/30X108/Sim/ZP/1.25"D@48"/Z-Rail/PC/Al Ha Cover/4"PS/Flt Tree/AFD | EA | 8490 | 53514409371 | 305
33-2051 | Basin&Rail Asm/30X120/Sim/ZP/1.25"D@48"/Z-Rail/PC/FG Cover/4"PS/Flt Tree/AFD | EA | 7360 | 53514409388 | 345
33-2052 | Basin&Rail Asm/30X120/Sim/ZP/1.25"D@48"/Z-Rail/PC/St Ha Cover/4"PS/Flt Tree/AFD | EA | 8460 | 53514409395 | 405
33-2053 | Basin&Rail Asm/30X120/Sim/ZP/1.25"D@48"/Z-Rail/PC/Al Ha Cover/4"PS/Flt Tree/AFD | EA | 8855 | 53514409401 | 355
33-2054 | Basin&Rail Asm/24X48/Sim/ZP/1.25-2"D@15"/Z-Rail/FG Cover/4"PS/Flt Tree/AFD | EA | 4260 | 53514409418 | 180
33-2055 | Basin&Rail Asm/24X48/Sim/ZP/1.25-2"D@15"/Z-Rail/St Ha Cover/4"PS/Flt Tree/AFD | EA | 4950 | 53514409425 | 225
33-2056 | Basin&Rail Asm/24X48/Sim/ZP/1.25-2"D@15"/Z-Rail/Al Ha Cover/4"PS/Flt Tree/AFD | EA | 5410 | 53514409432 | 187
33-2057 | Basin&Rail Asm/24X60/Sim/ZP/1.25-2"D@24"/Z-Rail/FG Cover/4"PS/Flt Tree/AFD | EA | 4380 | 53514409449 | 187
33-2058 | Basin&Rail Asm/24X60/Sim/ZP/1.25-2"D@24"/Z-Rail/St Ha Cover/4"PS/Flt Tree/AFD | EA | 5070 | 53514409456 | 234
33-2059 | Basin&Rail Asm/24X60/Sim/ZP/1.25-2"D@24"/Z-Rail/Al Ha Cover/4"PS/Flt Tree/AFD | EA | 5530 | 53514409463 | 196
33-2060 | Basin&Rail Asm/24X72/Sim/ZP/1.25-2"D@30"/Z-Rail/FG Cover/4"PS/Flt Tree/AFD | EA | 4510 | 53514409470 | 192
33-2061 | Basin&Rail Asm/24X72/Sim/ZP/1.25-2"D@30"/Z-Rail/St Ha Cover/4"PS/Flt Tree/AFD | EA | 5200 | 53514409487 | 245
33-2062 | Basin&Rail Asm/24X72/Sim/ZP/1.25-2"D@30"/Z-Rail/Al Ha Cover/4"PS/Flt Tree/AFD | EA | 5660 | 53514409494 | 199
33-2063 | Basin&Rail Asm/24X84/Sim/ZP/1.25-2"D@36"/Z-Rail/FG Cover/4"PS/Flt Tree/AFD | EA | 4640 | 53514409500 | 213
33-2064 | Basin&Rail Asm/24X84/Sim/ZP/1.25-2"D@36"/Z-Rail/St Ha Cover/4"PS/Flt Tree/AFD | EA | 5330 | 53514409517 | 258
33-2065 | Basin&Rail Asm/24X84/Sim/ZP/1.25-2"D@36"/Z-Rail/Al Ha Cover/4"PS/Flt Tree/AFD | EA | 5790 | 53514409524 | 220
33-2066 | Basin&Rail Asm/24X84/Sim/ZP/1.25-2"D@48"/Z-Rail/FG Cover/4"PS/Flt Tree/AFD | EA | 4640 | 53514409531 | 213
33-2067 | Basin&Rail Asm/24X84/Sim/ZP/1.25-2"D@48"/Z-Rail/St Ha Cover/4"PS/Flt Tree/AFD | EA | 5330 | 53514409548 | 258
33-2068 | Basin&Rail Asm/24X84/Sim/ZP/1.25-2"D@48"/Z-Rail/Al Ha Cover/4"PS/Flt Tree/AFD | EA | 5790 | 53514409555 | 220
33-2069 | Basin&Rail Asm/24X96/Sim/ZP/1.25-2"D@36"/Z-Rail/FG Cover/4"PS/Flt Tree/AFD | EA | 5910 | 53514409562 | 230
33-2070 | Basin&Rail Asm/24X96/Sim/ZP/1.25-2"D@36"/Z-Rail/St Ha Cover/4"PS/Flt Tree/AFD | EA | 6600 | 53514409579 | 275
33-2071 | Basin&Rail Asm/24X96/Sim/ZP/1.25-2"D@36"/Z-Rail/Al Ha Cover/4"PS/Flt Tree/AFD | EA | 7060 | 53514409586 | 237
33-2072 | Basin&Rail Asm/24X96/Sim/ZP/1.25-2"D@48"/Z-Rail/FG Cover/4"PS/Flt Tree/AFD | EA | 5200 | 53514409593 | 230
33-2073 | Basin&Rail Asm/24X96/Sim/ZP/1.25-2"D@48"/Z-Rail/St Ha Cover/4"PS/Flt Tree/AFD | EA | 6600 | 53514409609 | 275
33-2074 | Basin&Rail Asm/24X96/Sim/ZP/1.25-2"D@48"/Z-Rail/Al Ha Cover/4"PS/Flt Tree/AFD | EA | 7060 | 53514409616 | 237
33-2075 | Basin&Rail Asm/24X108/Sim/ZP/1.25-2"D@48"/Z-Rail/FG Cover/4"PS/Flt Tree/AFD | EA | 6200 | 53514409623 | 248
33-2076 | Basin&Rail Asm/24X108/Sim/ZP/1.25-2"D@48"/Z-Rail/St Ha Cover/4"PS/Flt Tree/AFD | EA | 6890 | 53514409630 | 295
33-2077 | Basin&Rail Asm/24X108/Sim/ZP/1.25-2"D@48"/Z-Rail/Al Ha Cover/4"PS/Flt Tree/AFD | EA | 7350 | 53514409647 | 255
33-2078 | Basin&Rail Asm/24X120/Sim/ZP/1.25-2"D@48"/Z-Rail/FG Cover/4"PS/Flt Tree/AFD | EA | 6480 | 53514409654 | 260
33-2079 | Basin&Rail Asm/24X120/Sim/ZP/1.25-2"D@48"/Z-Rail/St Ha Cover/4"PS/Flt Tree/AFD | EA | 7170 | 53514409661 | 305
33-2080 | Basin&Rail Asm/24X120/Sim/ZP/1.25-2"D@48"/Z-Rail/Al Ha Cover/4"PS/Flt Tree/AFD | EA | 7630 | 53514409678 | 267
33-2081 | Basin&Rail Asm/30X48/Sim/ZP/1.25-2"D@15"/Z-Rail/FG Cover/4"PS/Float Tree/AFD | EA | 4670 | 53514409685 | 202
33-2082 | Basin&Rail Asm/30X48/Sim/ZP/1.25-2"D@15"/Z-Rail/St Ha Cover/4"PS/Float Tree/AFD | EA | 5770 | 53514409692 | 262
33-2083 | Basin&Rail Asm/30X48/Sim/ZP/1.25-2"D@15"/Z-Rail/Al Ha Cover/4"PS/Float Tree/AFD | EA | 6170 | 53514409708 | 212
33-2084 | Basin&Rail Asm/30X60/Sim/ZP/1.25-2"D@24"/Z-Rail/FG Cover/4"PS/Float Tree/AFD | EA | 4880 | 53514409715 | 222
33-2085 | Basin&Rail Asm/30X60/Sim/ZP/1.25-2"D@24"/Z-Rail/St Ha Cover/4"PS/Float Tree/AFD | EA | 5970 | 53514409722 | 282
33-2086 | Basin&Rail Asm/30X60/Sim/ZP/1.25-2"D@24"/Z-Rail/Al Ha Cover/4"PS/Float Tree/AFD | EA | 6370 | 53514409739 | 232
33-2087 | Basin&Rail Asm/30X72/Sim/ZP/1.25-2"D@30"/Z-Rail/FG Cover/4"PS/Float Tree/AFD | EA | 5090 | 53514409746 | 243
33-2088 | Basin&Rail Asm/30X72/Sim/ZP/1.25-2"D@30"/Z-Rail/St Ha Cover/4"PS/Float Tree/AFD | EA | 6180 | 53514409753 | 303
33-2089 | Basin&Rail Asm/30X72/Sim/ZP/1.25-2"D@30"/Z-Rail/Al Ha Cover/4"PS/Float Tree/AFD | EA | 6580 | 53514409760 | 253
33-2090 | Basin&Rail Asm/30X84/Sim/ZP/1.25-2"D@36"/Z-Rail/FG Cover/4"PS/Float Tree/AFD | EA | 5290 | 53514409777 | 300
33-2091 | Basin&Rail Asm/30X84/Sim/ZP/1.25-2"D@36"/Z-Rail/St Ha Cover/4"PS/Float Tree/AFD | EA | 6390 | 53514409784 | 359
33-2092 | Basin&Rail Asm/30X84/Sim/ZP/1.25-2"D@36"/Z-Rail/Al Ha Cover/4"PS/Float Tree/AFD | EA | 6790 | 53514409791 | 309
33-2093 | Basin&Rail Asm/30X84/Sim/ZP/1.25-2"D@48"/Z-Rail/FG Cover/4"PS/Float Tree/AFD | EA | 5290 | 53514409807 | 300
33-2094 | Basin&Rail Asm/30X84/Sim/ZP/1.25-2"D@48"/Z-Rail/St Ha Cover/4"PS/Float Tree/AFD | EA | 6390 | 53514409814 | 359
33-2095 | Basin&Rail Asm/30X84/Sim/ZP/1.25-2"D@48"/Z-Rail/Al Ha Cover/4"PS/Float Tree/AFD | EA | 6790 | 53514409821 | 309
33-2096 | Basin&Rail Asm/30X96/Sim/ZP/1.25-2"D@36"/Z-Rail/FG Cover/4"PS/Float Tree/AFD | EA | 6820 | 53514409838 | 314
33-2097 | Basin&Rail Asm/30X96/Sim/ZP/1.25-2"D@36"/Z-Rail/St Ha Cover/4"PS/Float Tree/AFD | EA | 7910 | 53514409845 | 374
33-2098 | Basin&Rail Asm/30X96/Sim/ZP/1.25-2"D@36"/Z-Rail/Al Ha Cover/4"PS/Float Tree/AFD | EA | 8310 | 53514409852 | 324
33-2099 | Basin&Rail Asm/30X96/Sim/ZP/1.25-2"D@48"/Z-Rail/FG Cover/4"PS/Float Tree/AFD | EA | 5970 | 53514409869 | 314
33-2100 | Basin&Rail Asm/30X96/Sim/ZP/1.25-2"D@48"/Z-Rail/St Ha Cover/4"PS/Float Tree/AFD | EA | 7910 | 53514409876 | 374
33-2101 | Basin&Rail Asm/30X96/Sim/ZP/1.25-2"D@48"/Z-Rail/Al Ha Cover/4"PS/Float Tree/AFD | EA | 8310 | 53514409883 | 324
33-2102 | Basin&Rail Asm/30X108/Sim/ZP/1.25-2"D@48"/Z-Rail/FG Cover/4"PS/Float Tree/AFD | EA | 7020 | 53514409890 | 329
33-2103 | Basin&Rail Asm/30X108/Sim/ZP/1.25-2"D@48"/Z-Rail/St Ha Cover/4"PS/Float Tree/AFD | EA | 8120 | 53514409906 | 389
33-2104 | Basin&Rail Asm/30X108/Sim/ZP/1.25-2"D@48"/Z-Rail/Al Ha Cover/4"PS/Float Tree/AFD | EA | 8520 | 53514409913 | 305
33-2105 | Basin&Rail Asm/30X120/Sim/ZP/1.25-2"D@48"/Z-Rail/FG Cover/4"PS/Float Tree/AFD | EA | 7230 | 53514409920 | 345
33-2106 | Basin&Rail Asm/30X120/Sim/ZP/1.25-2"D@48"/Z-Rail/St Ha Cover/4"PS/Float Tree/AFD | EA | 8320 | 53514409937 | 405
33-2107 | Basin&Rail Asm/30X120/Sim/ZP/1.25-2"D@48"/Z-Rail/Al Ha Cover/4"PS/Float Tree/AFD | EA | 8730 | 53514409944 | 355
33-2108 | Basin&Rail Asm/36X48/Dup/ZP/1.25-2"D@19"/Z-Rail/FG Cover/4"PS/Float Tree/AFD | EA | 6640 | 53514409951 | 258
33-2109 | Basin&Rail Asm/36X48/Dup/ZP/1.25-2"D@19"/Z-Rail/St Ha Cover/4"PS/Float Tree/AFD | EA | 7790 | 53514409968 | 325
33-2110 | Basin&Rail Asm/36X48/Dup/ZP/1.25-2"D@19"/Z-Rail/Al Ha Cover/4"PS/Float Tree/AFD | EA | 8710 | 53514409975 | 265
33-2111 | Basin&Rail Asm/36X60/Dup/ZP/1.25-2"D@24"/Z-Rail/FG Cover/4"PS/Float Tree/AFD | EA | 6890 | 53514409982 | 272
33-2112 | Basin&Rail Asm/36X60/Dup/ZP/1.25-2"D@24"/Z-Rail/St Ha Cover/4"PS/Float Tree/AFD | EA | 8040 | 53514409999 | 339
33-2113 | Basin&Rail Asm/36X60/Dup/ZP/1.25-2"D@24"/Z-Rail/Al Ha Cover/4"PS/Float Tree/AFD | EA | 8960 | 53514410001 | 279
33-2114 | Basin&Rail Asm/36X72/Dup/ZP/1.25-2"D@30"/Z-Rail/FG Cover/4"PS/Float Tree/AFD | EA | 7140 | 53514410018 | 285
33-2115 | Basin&Rail Asm/36X72/Dup/ZP/1.25-2"D@30"/Z-Rail/St Ha Cover/4"PS/Float Tree/AFD | EA | 8290 | 53514410025 | 352
33-2116 | Basin&Rail Asm/36X72/Dup/ZP/1.25-2"D@30"/Z-Rail/Al Ha Cover/4"PS/Float Tree/AFD | EA | 9210 | 53514410032 | 292
33-2117 | Basin&Rail Asm/36X84/Dup/ZP/1.25-2"D@36"/Z-Rail/FG Cover/4"PS/Float Tree/AFD | EA | 7390 | 53514410049 | 304
33-2118 | Basin&Rail Asm/36X84/Dup/ZP/1.25-2"D@36"/Z-Rail/St Ha Cover/4"PS/Float Tree/AFD | EA | 8540 | 53514410056 | 371
33-2119 | Basin&Rail Asm/36X84/Dup/ZP/1.25-2"D@36"/Z-Rail/Al Ha Cover/4"PS/Float Tree/AFD | EA | 9460 | 53514410063 | 311
33-2120 | Basin&Rail Asm/36X84/Dup/ZP/1.25-2"D@48"/Z-Rail/FG Cover/4"PS/Float Tree/AFD | EA | 7390 | 53514410070 | 304
33-2121 | Basin&Rail Asm/36X84/Dup/ZP/1.25-2"D@48"/Z-Rail/St Ha Cover/4"PS/Float Tree/AFD | EA | 8540 | 53514410087 | 371
33-2122 | Basin&Rail Asm/36X84/Dup/ZP/1.25-2"D@48"/Z-Rail/Al Ha Cover/4"PS/Float Tree/AFD | EA | 9460 | 53514410094 | 311
33-2123 | Basin&Rail Asm/36X96/Dup/ZP/1.25-2"D@36"/Z-Rail/FG Cover/4"PS/Float Tree/AFD | EA | 9200 | 53514410100 | 332
33-2124 | Basin&Rail Asm/36X96/Dup/ZP/1.25-2"D@36"/Z-Rail/St Ha Cover/4"PS/Float Tree/AFD | EA | 10350 | 53514410117 | 399
33-2125 | Basin&Rail Asm/36X96/Dup/ZP/1.25-2"D@36"/Z-Rail/Al Ha Cover/4"PS/Float Tree/AFD | EA | 11270 | 53514410124 | 339
33-2126 | Basin&Rail Asm/36X96/Dup/ZP/1.25-2"D@48"/Z-Rail/FG Cover/4"PS/Float Tree/AFD | EA | 8580 | 53514410131 | 332
33-2127 | Basin&Rail Asm/36X96/Dup/ZP/1.25-2"D@48"/Z-Rail/St Ha Cover/4"PS/Float Tree/AFD | EA | 10350 | 53514410148 | 399
33-2128 | Basin&Rail Asm/36X96/Dup/ZP/1.25-2"D@48"/Z-Rail/Al Ha Cover/4"PS/Float Tree/AFD | EA | 11270 | 53514410155 | 339
33-2129 | Basin&Rail Asm/36X108/Dup/ZP/1.25-2"D@48"/Z-Rail/FG Cover/4"PS/Float Tree/AFD | EA | 10120 | 53514410162 | 359
33-2130 | Basin&Rail Asm/36X108/Dup/ZP/1.25-2"D@48"/Z-Rail/St Ha Cover/4"PS/Float Tree/AFD | EA | 11270 | 53514410179 | 439
33-2131 | Basin&Rail Asm/36X108/Dup/ZP/1.25-2"D@48"/Z-Rail/Al Ha Cover/4"PS/Float Tree/AFD | EA | 12190 | 53514410186 | 364
33-2132 | Basin&Rail Asm/36X120/Dup/ZP/1.25-2"D@48"/Z-Rail/FG Cover/4"PS/Float Tree/AFD | EA | 11040 | 53514410193 | 379
33-2133 | Basin&Rail Asm/36X120/Dup/ZP/1.25-2"D@48"/Z-Rail/St Ha Cover/4"PS/Float Tree/AFD | EA | 12190 | 53514410209 | 459
33-2134 | Basin&Rail Asm/36X120/Dup/ZP/1.25-2"D@48"/Z-Rail/Al Ha Cover/4"PS/Float Tree/AFD | EA | 13110 | 53514410216 | 384
33-2135 | Basin&Rail Asm/48X48/Dup/ZP/1.25-2"D@19"/Z-Rail/FG Cover/4"PS/Float Tree/AFD | EA | 7680 | 53514410223 | 479
33-2136 | Basin&Rail Asm/48X48/Dup/ZP/1.25-2"D@19"/Z-Rail/St Ha Cover/4"PS/Float Tree/AFD | EA | 8950 | 53514410230 | 553
33-2137 | Basin&Rail Asm/48X48/Dup/ZP/1.25-2"D@19"/Z-Rail/Al Ha Cover/4"PS/Float Tree/AFD | EA | 9980 | 53514410247 | 489
33-2138 | Basin&Rail Asm/48X60/Dup/ZP/1.25-2"D@24"/Z-Rail/FG Cover/4"PS/Float Tree/AFD | EA | 8430 | 53514410254 | 540
33-2139 | Basin&Rail Asm/48X60/Dup/ZP/1.25-2"D@24"/Z-Rail/St Ha Cover/4"PS/Float Tree/AFD | EA | 9690 | 53514410261 | 670
33-2140 | Basin&Rail Asm/48X60/Dup/ZP/1.25-2"D@24"/Z-Rail/Al Ha Cover/4"PS/Float Tree/AFD | EA | 10730 | 53514410278 | 550
33-2141 | Basin&Rail Asm/48X72/Dup/ZP/1.25-2"D@30"/Z-Rail/FG Cover/4"PS/Float Tree/AFD | EA | 9180 | 53514410285 | 585
33-2142 | Basin&Rail Asm/48X72/Dup/ZP/1.25-2"D@30"/Z-Rail/St Ha Cover/4"PS/Float Tree/AFD | EA | 10440 | 53514410292 | 715
33-2143 | Basin&Rail Asm/48X72/Dup/ZP/1.25-2"D@30"/Z-Rail/Al Ha Cover/4"PS/Float Tree/AFD | EA | 11480 | 53514410308 | 595
33-2144 | Basin&Rail Asm/48X84/Dup/ZP/1.25-2"D@36"/Z-Rail/FG Cover/4"PS/Float Tree/AFD | EA | 9920 | 53514410315 | 655
33-2145 | Basin&Rail Asm/48X84/Dup/ZP/1.25-2"D@36"/Z-Rail/St Ha Cover/4"PS/Float Tree/AFD | EA | 11190 | 53514410322 | 785
33-2146 | Basin&Rail Asm/48X84/Dup/ZP/1.25-2"D@36"/Z-Rail/Al Ha Cover/4"PS/Float Tree/AFD | EA | 12220 | 53514410339 | 665
33-2147 | Basin&Rail Asm/48X84/Dup/ZP/1.25-2"D@48"/Z-Rail/FG Cover/4"PS/Float Tree/AFD | EA | 9920 | 53514410346 | 655
33-2148 | Basin&Rail Asm/48X84/Dup/ZP/1.25-2"D@48"/Z-Rail/St Ha Cover/4"PS/Float Tree/AFD | EA | 11190 | 53514410353 | 785
33-2149 | Basin&Rail Asm/48X84/Dup/ZP/1.25-2"D@48"/Z-Rail/Al Ha Cover/4"PS/Float Tree/AFD | EA | 12220 | 53514410360 | 665
33-2150 | Basin&Rail Asm/48X96/Dup/ZP/1.25-2"D@36"/Z-Rail/FG Cover/4"PS/Float Tree/AFD | EA | 11790 | 53514410377 | 695
33-2151 | Basin&Rail Asm/48X96/Dup/ZP/1.25-2"D@36"/Z-Rail/St Ha Cover/4"PS/Float Tree/AFD | EA | 13060 | 53514410384 | 825
33-2152 | Basin&Rail Asm/48X96/Dup/ZP/1.25-2"D@36"/Z-Rail/Al Ha Cover/4"PS/Float Tree/AFD | EA | 14090 | 53514410391 | 705
33-2153 | Basin&Rail Asm/48X96/Dup/ZP/1.25-2"D@48"/Z-Rail/FG Cover/4"PS/Float Tree/AFD | EA | 10530 | 53514410407 | 695
33-2154 | Basin&Rail Asm/48X96/Dup/ZP/1.25-2"D@48"/Z-Rail/St Ha Cover/4"PS/Float Tree/AFD | EA | 13060 | 53514410414 | 825
33-2155 | Basin&Rail Asm/48X96/Dup/ZP/1.25-2"D@48"/Z-Rail/Al Ha Cover/4"PS/Float Tree/AFD | EA | 14090 | 53514410421 | 705
33-2156 | Basin&Rail Asm/48X108/Dup/ZP/1.25-2"D@48"/Z-Rail/FG Cover/4"PS/Float Tree/AFD | EA | 12880 | 53514410438 | 735
33-2157 | Basin&Rail Asm/48X108/Dup/ZP/1.25-2"D@48"/Z-Rail/St Ha Cover/4"PS/Float Tree/AFD | EA | 14150 | 53514410445 | 865
33-2158 | Basin&Rail Asm/48X108/Dup/ZP/1.25-2"D@48"/Z-Rail/Al Ha Cover/4"PS/Float Tree/AFD | EA | 15180 | 53514410452 | 745
33-2159 | Basin&Rail Asm/48X120/Dup/ZP/1.25-2"D@48"/Z-Rail/FG Cover/4"PS/Float Tree/AFD | EA | 13980 | 53514410469 | 775
33-2160 | Basin&Rail Asm/48X120/Dup/ZP/1.25-2"D@48"/Z-Rail/St Ha Cover/4"PS/Float Tree/AFD | EA | 15240 | 53514410476 | 905
33-2161 | Basin&Rail Asm/48X120/Dup/ZP/1.25-2"D@48"/Z-Rail/Al Ha Cover/4"PS/Float Tree/AFD | EA | 16280 | 53514410483 | 785
33-2163 | Basin&Rail Asm/24X72/Sim/ZP/1.25-2"D@24"/Z-Rail/FG Cover/4"PS/Flt Tree/AFD | EA | 4510 | 53514415105 | 199
33-2164 | Basin&Rail Asm/24X72/Sim/ZP/1.25-2"D@24"/Z-Rail/St Ha Cover/4"PS/Flt Tree/AFD | EA | 5200 | 53514415129 | 245
33-2165 | Basin&Rail Asm/24X72/Sim/ZP/1.25-2"D@24"/Z-Rail/Al Ha Cover/4"PS/Flt Tree/AFD | EA | 5660 | 53514415143 | 199
33-2166 | Basin&Rail Asm/24X72/Sim/ZP/1.25-2"D@36"/Z-Rail/FG Cover/4"PS/Flt Tree/AFD | EA | 4510 | 53514415167 | 192
33-2167 | Basin&Rail Asm/24X72/Sim/ZP/1.25-2"D@36"/Z-Rail/St Ha Cover/4"PS/Flt Tree/AFD | EA | 5200 | 53514415181 | 245
33-2168 | Basin&Rail Asm/24X72/Sim/ZP/1.25-2"D@36"/Z-Rail/Al Ha Cover/4"PS/Flt Tree/AFD | EA | 5660 | 53514415204 | 199
33-2169 | Basin&Rail Asm/24X84/Sim/ZP/1.25-2"D@24"/Z-Rail/FG Cover/4"PS/Flt Tree/AFD | EA | 4640 | 53514415228 | 213
33-2170 | Basin&Rail Asm/24X84/Sim/ZP/1.25-2"D@24"/Z-Rail/St Ha Cover/4"PS/Flt Tree/AFD | EA | 5330 | 53514415242 | 258
33-2171 | Basin&Rail Asm/24X84/Sim/ZP/1.25-2"D@24"/Z-Rail/Al Ha Cover/4"PS/Flt Tree/AFD | EA | 5790 | 53514415266 | 220
33-2172 | Basin&Rail Asm/30X72/Sim/ZP/1.25-2"D@24"/Z-Rail/FG Cover/4"PS/Float Tree/AFD | EA | 5090 | 53514415280 | 243
33-2173 | Basin&Rail Asm/30X72/Sim/ZP/1.25-2"D@24"/Z-Rail/St Ha Cover/4"PS/Float Tree/AFD | EA | 6180 | 53514415303 | 303
33-2174 | Basin&Rail Asm/30X72/Sim/ZP/1.25-2"D@24"/Z-Rail/Al Ha Cover/4"PS/Float Tree/AFD | EA | 6580 | 53514415341 | 253
33-2175 | Basin&Rail Asm/30X72/Sim/ZP/1.25-2"D@36"/Z-Rail/FG Cover/4"PS/Float Tree/AFD | EA | 5090 | 53514415365 | 243
33-2176 | Basin&Rail Asm/30X72/Sim/ZP/1.25-2"D@36"/Z-Rail/St Ha Cover/4"PS/Float Tree/AFD | EA | 6180 | 53514415389 | 303
33-2177 | Basin&Rail Asm/30X72/Sim/ZP/1.25-2"D@36"/Z-Rail/Al Ha Cover/4"PS/Float Tree/AFD | EA | 6580 | 53514415402 | 253
33-2178 | Basin&Rail Asm/30X84/Sim/ZP/1.25-2"D@24"/Z-Rail/FG Cover/4"PS/Float Tree/AFD | EA | 5290 | 53514415440 | 300
33-2179 | Basin&Rail Asm/30X84/Sim/ZP/1.25-2"D@24"/Z-Rail/St Ha Cover/4"PS/Float Tree/AFD | EA | 6390 | 53514415464 | 359
33-2180 | Basin&Rail Asm/30X84/Sim/ZP/1.25-2"D@24"/Z-Rail/Al Ha Cover/4"PS/Float Tree/AFD | EA | 6790 | 53514415488 | 309
33-2181 | Basin&Rail Asm/36X72/Dup/ZP/1.25-2"D@24"/Z-Rail/FG Cover/4"PS/Float Tree/AFD | EA | 7140 | 53514415549 | 285
33-2182 | Basin&Rail Asm/36X72/Dup/ZP/1.25-2"D@24"/Z-Rail/St Ha Cover/4"PS/Float Tree/AFD | EA | 8290 | 53514415563 | 352
33-2183 | Basin&Rail Asm/36X72/Dup/ZP/1.25-2"D@24"/Z-Rail/Al Ha Cover/4"PS/Float Tree/AFD | EA | 9210 | 53514415587 | 292
33-2184 | Basin&Rail Asm/36X72/Dup/ZP/1.25-2"D@36"/Z-Rail/FG Cover/4"PS/Float Tree/AFD | EA | 7140 | 53514415600 | 285
33-2185 | Basin&Rail Asm/36X72/Dup/ZP/1.25-2"D@36"/Z-Rail/St Ha Cover/4"PS/Float Tree/AFD | EA | 8290 | 53514415624 | 352
33-2186 | Basin&Rail Asm/36X72/Dup/ZP/1.25-2"D@36"/Z-Rail/Al Ha Cover/4"PS/Float Tree/AFD | EA | 9210 | 53514415648 | 292
33-2187 | Basin&Rail Asm/36X84/Dup/ZP/1.25-2"D@24"/Z-Rail/FG Cover/4"PS/Float Tree/AFD | EA | 7390 | 53514415662 | 304
33-2188 | Basin&Rail Asm/36X84/Dup/ZP/1.25-2"D@24"/Z-Rail/St Ha Cover/4"PS/Float Tree/AFD | EA | 8540 | 53514415686 | 371
33-2189 | Basin&Rail Asm/36X84/Dup/ZP/1.25-2"D@24"/Z-Rail/Al Ha Cover/4"PS/Float Tree/AFD | EA | 9460 | 53514415709 | 311
33-2190 | Basin&Rail Asm/48X72/Dup/ZP/1.25-2"D@24"/Z-Rail/FG Cover/4"PS/Float Tree/AFD | EA | 9180 | 53514415723 | 585
33-2191 | Basin&Rail Asm/48X72/Dup/ZP/1.25-2"D@24"/Z-Rail/St Ha Cover/4"PS/Float Tree/AFD | EA | 10440 | 53514415730 | 715
33-2192 | Basin&Rail Asm/48X72/Dup/ZP/1.25-2"D@24"/Z-Rail/Al Ha Cover/4"PS/Float Tree/AFD | EA | 11480 | 53514415754 | 595
33-2193 | Basin&Rail Asm/48X72/Dup/ZP/1.25-2"D@36"/Z-Rail/FG Cover/4"PS/Float Tree/AFD | EA | 9180 | 53514415792 | 585
33-2194 | Basin&Rail Asm/48X72/Dup/ZP/1.25-2"D@36"/Z-Rail/St Ha Cover/4"PS/Float Tree/AFD | EA | 10440 | 53514415815 | 715
33-2195 | Basin&Rail Asm/48X72/Dup/ZP/1.25-2"D@36"/Z-Rail/Al Ha Cover/4"PS/Float Tree/AFD | EA | 11480 | 53514415839 | 595
33-2196 | Basin&Rail Asm/48X84/Dup/ZP/1.25-2"D@24"/Z-Rail/FG Cover/4"PS/Float Tree/AFD | EA | 9920 | 53514415914 | 655
33-2197 | Basin&Rail Asm/48X84/Dup/ZP/1.25-2"D@24"/Z-Rail/St Ha Cover/4"PS/Float Tree/AFD | EA | 11190 | 53514415938 | 785
33-2198 | Basin&Rail Asm/48X84/Dup/ZP/1.25-2"D@24"/Z-Rail/Al Ha Cover/4"PS/Float Tree/AFD | EA | 12220 | 53514415952 | 665
33-2199 | Basin&Rail Asm/24X72/Sim/ZP/1.25"D@24"/Z-Rail/PC/FG Cover/4"PS/Float Tree/AFD | EA | 4460 | 53514415976 | 192
33-2200 | Basin&Rail Asm/24X72/Sim/ZP/1.25"D@24"/Z-Rail/PC/St Ha Cover/4"PS/Float Tree/AFD | EA | 4910 | 53514415990 | 245
33-2201 | Basin&Rail Asm/24X72/Sim/ZP/1.25"D@24"/Z-Rail/PC/Al Ha Cover/4"PS/Float Tree/AFD | EA | 5370 | 53514416010 | 199
33-2202 | Basin&Rail Asm/24X72/Sim/ZP/1.25"D@36"/Z-Rail/PC/FG Cover/4"PS/Float Tree/AFD | EA | 4220 | 53514416034 | 192
33-2203 | Basin&Rail Asm/24X72/Sim/ZP/1.25"D@36"/Z-Rail/PC/St Ha Cover/4"PS/Float Tree/AFD | EA | 4910 | 53514416058 | 245
33-2204 | Basin&Rail Asm/24X72/Sim/ZP/1.25"D@36"/Z-Rail/PC/Al Ha Cover/4"PS/Float Tree/AFD | EA | 5370 | 53514416072 | 199
33-2205 | Basin&Rail Asm/24X84/Sim/ZP/1.25"D@24"/Z-Rail/PC/FG Cover/4"PS/Float Tree/AFD | EA | 4350 | 53514416096 | 213
33-2206 | Basin&Rail Asm/24X84/Sim/ZP/1.25"D@24"/Z-Rail/PC/St Ha Cover/4"PS/Flt Tree/AFD | EA | 5040 | 53514416119 | 258
33-2207 | Basin&Rail Asm/24X84/Sim/ZP/1.25"D@24"/Z-Rail/PC/Al Ha Cover/4"PS/Flt Tree/AFD | EA | 5500 | 53514416133 | 220
33-2208 | Basin&Rail Asm/30X72/Sim/ZP/1.25"D@24"/Z-Rail/PC/FG Cover/4"PS/Float Tree/AFD | EA | 4880 | 53514416171 | 243
33-2209 | Basin&Rail Asm/30X72/Sim/ZP/1.25"D@24"/Z-Rail/PC/St Ha Cover/4"PS/Float Tree/AFD | EA | 5970 | 53514416195 | 303
33-2210 | Basin&Rail Asm/30X72/Sim/ZP/1.25"D@24"/Z-Rail/PC/Al Ha Cover/4"PS/Float Tree/AFD | EA | 6370 | 53514416218 | 253
33-2211 | Basin&Rail Asm/30X72/Sim/ZP/1.25"D@36"/Z-Rail/PC/FG Cover/4"PS/Float Tree/AFD | EA | 4880 | 53514416232 | 243
33-2212 | Basin&Rail Asm/30X72/Sim/ZP/1.25"D@36"/Z-Rail/PC/St Ha Cover/4"PS/Float Tree/AFD | EA | 5970 | 53514416256 | 303
33-2213 | Basin&Rail Asm/30X72/Sim/ZP/1.25"D@36"/Z-Rail/PC/Al Ha Cover/4"PS/Float Tree/AFD | EA | 6370 | 53514416270 | 253
33-2214 | Basin&Rail Asm/30X84/Sim/ZP/1.25"D@24"/Z-Rail/PC/FG Cover/4"PS/Float Tree/AFD | EA | 5090 | 53514416294 | 300
33-2215 | Basin&Rail Asm/30X84/Sim/ZP/1.25"D@24"/Z-Rail/PC/St Ha Cover/4"PS/Flt Tree/AFD | EA | 6180 | 53514416300 | 359
33-2216 | Basin&Rail Asm/30X84/Sim/ZP/1.25"D@24"/Z-Rail/PC/Al Ha Cover/4"PS/Flt Tree/AFD | EA | 6580 | 53514416324 | 309
33-2217 | Basin&Rail Asm/24X48/Sim/ZP/2"D@15"/Z-Rail/FG Cover/4"PS/Flt Tree/AFD | EA | 4270 | 53514443122 | 180
33-2218 | Basin&Rail Asm/24X48/Sim/ZP/2"D@15"/Z-Rail/St Ha Cover/4"PS/Flt Tree/AFD | EA | 4960 | 53514443139 | 225
33-2219 | Basin&Rail Asm/24X48/Sim/ZP/2"D@15"/Z-Rail/Al Ha Cover/4"PS/Flt Tree/AFD | EA | 5420 | 53514443146 | 187
33-2220 | Basin&Rail Asm/24X60/Sim/ZP/2"D@24"/Z-Rail/FG Cover/4"PS/Flt Tree/AFD | EA | 4390 | 53514443153 | 187
33-2221 | Basin&Rail Asm/24X60/Sim/ZP/2"D@24"/Z-Rail/St Ha Cover/4"PS/Flt Tree/AFD | EA | 5080 | 53514443160 | 234
33-2222 | Basin&Rail Asm/24X60/Sim/ZP/2"D@24"/Z-Rail/Al Ha Cover/4"PS/Flt Tree/AFD | EA | 5540 | 53514443177 | 196
33-2223 | Basin&Rail Asm/24X72/Sim/ZP/2"D@30"/Z-Rail/FG Cover/4"PS/Flt Tree/AFD | EA | 4520 | 53514443184 | 192
33-2224 | Basin&Rail Asm/24X72/Sim/ZP/2"D@30"/Z-Rail/St Ha Cover/4"PS/Flt Tree/AFD | EA | 5210 | 53514443191 | 245
33-2225 | Basin&Rail Asm/24X72/Sim/ZP/2"D@30"/Z-Rail/Al Ha Cover/4"PS/Flt Tree/AFD | EA | 5670 | 53514443207 | 199
33-2226 | Basin&Rail Asm/24X84/Sim/ZP/2"D@36"/Z-Rail/FG Cover/4"PS/Flt Tree/AFD | EA | 4650 | 53514443214 | 213
33-2227 | Basin&Rail Asm/24X84/Sim/ZP/2"D@36"/Z-Rail/St Ha Cover/4"PS/Flt Tree/AFD | EA | 5340 | 53514443221 | 258
33-2228 | Basin&Rail Asm/24X84/Sim/ZP/2"D@36"/Z-Rail/Al Ha Cover/4"PS/Flt Tree/AFD | EA | 5800 | 53514443238 | 220
33-2229 | Basin&Rail Asm/24X84/Sim/ZP/2"D@48"/Z-Rail/FG Cover/4"PS/Flt Tree/AFD | EA | 4650 | 53514443245 | 213
33-2230 | Basin&Rail Asm/24X84/Sim/ZP/2"D@48"/Z-Rail/St Ha Cover/4"PS/Flt Tree/AFD | EA | 5340 | 53514443252 | 258
33-2231 | Basin&Rail Asm/24X84/Sim/ZP/2"D@48"/Z-Rail/Al Ha Cover/4"PS/Flt Tree/AFD | EA | 5800 | 53514443269 | 220
33-2232 | Basin&Rail Asm/24X96/Sim/ZP/2"D@36"/Z-Rail/FG Cover/4"PS/Flt Tree/AFD | EA | 5900 | 53514443276 | 230
33-2233 | Basin&Rail Asm/24X96/Sim/ZP/2"D@36"/Z-Rail/St Ha Cover/4"PS/Flt Tree/AFD | EA | 6590 | 53514443283 | 275
33-2234 | Basin&Rail Asm/24X96/Sim/ZP/2"D@36"/Z-Rail/Al Ha Cover/4"PS/Flt Tree/AFD | EA | 7050 | 53514443290 | 237
33-2235 | Basin&Rail Asm/24X96/Sim/ZP/2"D@48"/Z-Rail/FG Cover/4"PS/Flt Tree/AFD | EA | 4887.5 | 53514443306 | 230
33-2236 | Basin&Rail Asm/24X96/Sim/ZP/2"D@48"/Z-Rail/St Ha Cover/4"PS/Flt Tree/AFD | EA | 6590 | 53514443313 | 275
33-2237 | Basin&Rail Asm/24X96/Sim/ZP/2"D@48"/Z-Rail/Al Ha Cover/4"PS/Flt Tree/AFD | EA | 7050 | 53514443320 | 237
33-2238 | Basin&Rail Asm/24X108/Sim/ZP/2"D@48"/Z-Rail/FG Cover/4"PS/Flt Tree/AFD | EA | 6190 | 53514443337 | 248
33-2239 | Basin&Rail Asm/24X108/Sim/ZP/2"D@48"/Z-Rail/St Ha Cover/4"PS/Flt Tree/AFD | EA | 6880 | 53514443344 | 295
33-2240 | Basin&Rail Asm/24X108/Sim/ZP/2"D@48"/Z-Rail/Al Ha Cover/4"PS/Flt Tree/AFD | EA | 7340 | 53514443351 | 255
33-2241 | Basin&Rail Asm/24X120/Sim/ZP/2"D@48"/Z-Rail/FG Cover/4"PS/Flt Tree/AFD | EA | 6470 | 53514443368 | 260
33-2242 | Basin&Rail Asm/24X120/Sim/ZP/2"D@48"/Z-Rail/St Ha Cover/4"PS/Flt Tree/AFD | EA | 7160 | 53514443375 | 305
33-2243 | Basin&Rail Asm/24X120/Sim/ZP/2"D@48"/Z-Rail/Al Ha Cover/4"PS/Flt Tree/AFD | EA | 7620 | 53514443382 | 267
33-2244 | Basin&Rail Asm/30X48/Sim/ZP/2"D@15"/Z-Rail/FG Cover/4"PS/Float Tree/AFD | EA | 4660 | 53514443399 | 202
33-2245 | Basin&Rail Asm/30X48/Sim/ZP/2"D@15"/Z-Rail/St Ha Cover/4"PS/Float Tree/AFD | EA | 5760 | 53514443405 | 262
33-2246 | Basin&Rail Asm/30X48/Sim/ZP/2"D@15"/Z-Rail/Al Ha Cover/4"PS/Float Tree/AFD | EA | 6160 | 53514443412 | 212
33-2247 | Basin&Rail Asm/30X60/Sim/ZP/2"D@24"/Z-Rail/FG Cover/4"PS/Float Tree/AFD | EA | 4870 | 53514443429 | 222
33-2248 | Basin&Rail Asm/30X60/Sim/ZP/2"D@24"/Z-Rail/St Ha Cover/4"PS/Float Tree/AFD | EA | 5960 | 53514443436 | 222
33-2249 | Basin&Rail Asm/30X60/Sim/ZP/2"D@24"/Z-Rail/Al Ha Cover/4"PS/Float Tree/AFD | EA | 6370 | 53514443443 | 232
33-2250 | Basin&Rail Asm/30X72/Sim/ZP/2"D@30"/Z-Rail/FG Cover/4"PS/Float Tree/AFD | EA | 5073.8 | 53514443450 | 143
33-2251 | Basin&Rail Asm/30X72/Sim/ZP/2"D@30"/Z-Rail/St Ha Cover/4"PS/Float Tree/AFD | EA | 6170 | 53514443467 | 243
33-2252 | Basin&Rail Asm/30X72/Sim/ZP/2"D@30"/Z-Rail/Al Ha Cover/4"PS/Float Tree/AFD | EA | 6570 | 53514437114 | 253
33-2253 | Basin&Rail Asm/30X84/Sim/ZP/2"D@36"/Z-Rail/FG Cover/4"PS/Float Tree/AFD | EA | 5280.8 | 53514443474 | 300
33-2254 | Basin&Rail Asm/30X84/Sim/ZP/2"D@36"/Z-Rail/St Ha Cover/4"PS/Float Tree/AFD | EA | 6380 | 53514443481 | 359
33-2255 | Basin&Rail Asm/30X84/Sim/ZP/2"D@36"/Z-Rail/Al Ha Cover/4"PS/Float Tree/AFD | EA | 6780 | 53514443498 | 309
33-2256 | Basin&Rail Asm/30X84/Sim/ZP/2"D@48"/Z-Rail/FG Cover/4"PS/Float Tree/AFD | EA | 5280 | 53514443504 | 300
33-2257 | Basin&Rail Asm/30X84/Sim/ZP/2"D@48"/Z-Rail/St Ha Cover/4"PS/Float Tree/AFD | EA | 6380 | 53514443511 | 300
33-2258 | Basin&Rail Asm/30X84/Sim/ZP/2"D@48"/Z-Rail/Al Ha Cover/4"PS/Float Tree/AFD | EA | 6780 | 53514443528 | 309
33-2259 | Basin&Rail Asm/30X96/Sim/ZP/2"D@36"/Z-Rail/FG Cover/4"PS/Float Tree/AFD | EA | 6810 | 53514443535 | 314
33-2260 | Basin&Rail Asm/30X96/Sim/ZP/2"D@36"/Z-Rail/St Ha Cover/4"PS/Float Tree/AFD | EA | 7900 | 53514443542 | 374
33-2261 | Basin&Rail Asm/30X96/Sim/ZP/2"D@36"/Z-Rail/Al Ha Cover/4"PS/Float Tree/AFD | EA | 8300 | 53514443559 | 324
33-2262 | Basin&Rail Asm/30X96/Sim/ZP/2"D@48"/Z-Rail/FG Cover/4"PS/Float Tree/AFD | EA | 6810 | 53514443566 | 314
33-2263 | Basin&Rail Asm/30X96/Sim/ZP/2"D@48"/Z-Rail/St Ha Cover/4"PS/Float Tree/AFD | EA | 7900 | 53514443573 | 374
33-2264 | Basin&Rail Asm/30X96/Sim/ZP/2"D@48"/Z-Rail/Al Ha Cover/4"PS/Float Tree/AFD | EA | 8300 | 53514443580 | 324
33-2265 | Basin&Rail Asm/30X108/Sim/ZP/2"D@48"/Z-Rail/FG Cover/4"PS/Float Tree/AFD | EA | 7180 | 53514443597 | 329
33-2266 | Basin&Rail Asm/30X108/Sim/ZP/2"D@48"/Z-Rail/St Ha Cover/4"PS/Float Tree/AFD | EA | 8270 | 53514443603 | 389
33-2267 | Basin&Rail Asm/30X108/Sim/ZP/2"D@48"/Z-Rail/Al Ha Cover/4"PS/Float Tree/AFD | EA | 8670 | 53514443610 | 329
33-2268 | Basin&Rail Asm/30X120/Sim/ZP/2"D@48"/Z-Rail/FG Cover/4"PS/Float Tree/AFD | EA | 7540 | 53514443627 | 345
33-2269 | Basin&Rail Asm/30X120/Sim/ZP/2"D@48"/Z-Rail/St Ha Cover/4"PS/Float Tree/AFD | EA | 8640 | 53514443634 | 405
33-2270 | Basin&Rail Asm/30X120/Sim/ZP/2"D@48"/Z-Rail/Al Ha Cover/4"PS/Float Tree/AFD | EA | 9040 | 53514443641 | 355
33-2271 | Basin&Rail Asm/36X48/Dup/ZP/2"D@19"/Z-Rail/FG Cover/4"PS/Float Tree/AFD | EA | 6630 | 53514443658 | 258
33-2272 | Basin&Rail Asm/36X48/Dup/ZP/2"D@19"/Z-Rail/St Ha Cover/4"PS/Float Tree/AFD | EA | 7770 | 53514443665 | 325
33-2273 | Basin&Rail Asm/36X48/Dup/ZP/2"D@19"/Z-Rail/Al Ha Cover/4"PS/Float Tree/AFD | EA | 8690 | 53514443672 | 265
33-2274 | Basin&Rail Asm/36X60/Dup/ZP/2"D@24"/Z-Rail/FG Cover/4"PS/Float Tree/AFD | EA | 6870 | 53514443689 | 272
33-2275 | Basin&Rail Asm/36X60/Dup/ZP/2"D@24"/Z-Rail/St Ha Cover/4"PS/Float Tree/AFD | EA | 8020 | 53514443696 | 339
33-2276 | Basin&Rail Asm/36X60/Dup/ZP/2"D@24"/Z-Rail/Al Ha Cover/4"PS/Float Tree/AFD | EA | 8940 | 53514443702 | 279
33-2277 | Basin&Rail Asm/36X72/Dup/ZP/2"D@30"/Z-Rail/FG Cover/4"PS/Float Tree/AFD | EA | 7120 | 53514443719 | 285
33-2278 | Basin&Rail Asm/36X72/Dup/ZP/2"D@30"/Z-Rail/St Ha Cover/4"PS/Float Tree/AFD | EA | 8270 | 53514443726 | 352
33-2279 | Basin&Rail Asm/36X72/Dup/ZP/2"D@30"/Z-Rail/Al Ha Cover/4"PS/Float Tree/AFD | EA | 9190 | 53514443733 | 292
33-2280 | Basin&Rail Asm/36X84/Dup/ZP/2"D@36"/Z-Rail/FG Cover/4"PS/Float Tree/AFD | EA | 7380 | 53514443740 | 304
33-2281 | Basin&Rail Asm/36X84/Dup/ZP/2"D@36"/Z-Rail/St Ha Cover/4"PS/Float Tree/AFD | EA | 8530 | 53514443757 | 371
33-2282 | Basin&Rail Asm/36X84/Dup/ZP/2"D@36"/Z-Rail/Al Ha Cover/4"PS/Float Tree/AFD | EA | 9450 | 53514443764 | 311
33-2283 | Basin&Rail Asm/36X84/Dup/ZP/2"D@48"/Z-Rail/FG Cover/4"PS/Float Tree/AFD | EA | 7380 | 53514443771 | 304
33-2284 | Basin&Rail Asm/36X84/Dup/ZP/2"D@48"/Z-Rail/St Ha Cover/4"PS/Float Tree/AFD | EA | 8530 | 53514443788 | 371
33-2285 | Basin&Rail Asm/36X84/Dup/ZP/2"D@48"/Z-Rail/Al Ha Cover/4"PS/Float Tree/AFD | EA | 9450 | 53514443795 | 311
33-2286 | Basin&Rail Asm/36X96/Dup/ZP/2"D@36"/Z-Rail/FG Cover/4"PS/Float Tree/AFD | EA | 9180 | 53514443801 | 332
33-2287 | Basin&Rail Asm/36X96/Dup/ZP/2"D@36"/Z-Rail/St Ha Cover/4"PS/Float Tree/AFD | EA | 10330 | 53514443818 | 399
33-2288 | Basin&Rail Asm/36X96/Dup/ZP/2"D@36"/Z-Rail/Al Ha Cover/4"PS/Float Tree/AFD | EA | 11250 | 53514443825 | 339
33-2289 | Basin&Rail Asm/36X96/Dup/ZP/2"D@48"/Z-Rail/FG Cover/4"PS/Float Tree/AFD | EA | 9180 | 53514443832 | 332
33-2290 | Basin&Rail Asm/36X96/Dup/ZP/2"D@48"/Z-Rail/St Ha Cover/4"PS/Float Tree/AFD | EA | 10330 | 53514443849 | 399
33-2291 | Basin&Rail Asm/36X96/Dup/ZP/2"D@48"/Z-Rail/Al Ha Cover/4"PS/Float Tree/AFD | EA | 11250 | 53514443856 | 339
33-2292 | Basin&Rail Asm/36X108/Dup/ZP/2"D@48"/Z-Rail/FG Cover/4"PS/Float Tree/AFD | EA | 10100 | 53514443863 | 359
33-2293 | Basin&Rail Asm/36X108/Dup/ZP/2"D@48"/Z-Rail/St Ha Cover/4"PS/Float Tree/AFD | EA | 11250 | 53514443870 | 439
33-2294 | Basin&Rail Asm/36X108/Dup/ZP/2"D@48"/Z-Rail/Al Ha Cover/4"PS/Float Tree/AFD | EA | 12170 | 53514443887 | 364
33-2295 | Basin&Rail Asm/36X120/Dup/ZP/2"D@48"/Z-Rail/FG Cover/4"PS/Float Tree/AFD | EA | 11020 | 53514443894 | 379
33-2296 | Basin&Rail Asm/36X120/Dup/ZP/2"D@48"/Z-Rail/St Ha Cover/4"PS/Float Tree/AFD | EA | 12170 | 53514443900 | 459
33-2297 | Basin&Rail Asm/36X120/Dup/ZP/2"D@48"/Z-Rail/Al Ha Cover/4"PS/Float Tree/AFD | EA | 13090 | 53514443917 | 384
33-2298 | Basin&Rail Asm/48X48/Dup/ZP/2"D@19"/Z-Rail/FG Cover/4"PS/Float Tree/AFD | EA | 7660 | 53514443924 | 479
33-2299 | Basin&Rail Asm/48X48/Dup/ZP/2"D@19"/Z-Rail/St Ha Cover/4"PS/Float Tree/AFD | EA | 8930 | 53514443931 | 553
33-2300 | Basin&Rail Asm/48X48/Dup/ZP/2"D@19"/Z-Rail/Al Ha Cover/4"PS/Float Tree/AFD | EA | 9960 | 53514443948 | 489
33-2301 | Basin&Rail Asm/48X60/Dup/ZP/2"D@24"/Z-Rail/FG Cover/4"PS/Float Tree/AFD | EA | 8410 | 53514441456 | 540
33-2302 | Basin&Rail Asm/48X60/Dup/ZP/2"D@24"/Z-Rail/St Ha Cover/4"PS/Float Tree/AFD | EA | 9680 | 53514443955 | 670
33-2303 | Basin&Rail Asm/48X60/Dup/ZP/2"D@24"/Z-Rail/Al Ha Cover/4"PS/Float Tree/AFD | EA | 10710 | 53514443962 | 550
33-2304 | Basin&Rail Asm/48X72/Dup/ZP/2"D@30"/Z-Rail/FG Cover/4"PS/Float Tree/AFD | EA | 9160 | 53514443979 | 585
33-2305 | Basin&Rail Asm/48X72/Dup/ZP/2"D@30"/Z-Rail/St Ha Cover/4"PS/Float Tree/AFD | EA | 10420 | 53514443986 | 715
33-2306 | Basin&Rail Asm/48X72/Dup/ZP/2"D@30"/Z-Rail/Al Ha Cover/4"PS/Float Tree/AFD | EA | 11460 | 53514443993 | 595
33-2307 | Basin&Rail Asm/48X84/Dup/ZP/2"D@36"/Z-Rail/FG Cover/4"PS/Float Tree/AFD | EA | 9910 | 53514444006 | 655
33-2308 | Basin&Rail Asm/48X84/Dup/ZP/2"D@36"/Z-Rail/St Ha Cover/4"PS/Float Tree/AFD | EA | 11170 | 53514444013 | 785
33-2309 | Basin&Rail Asm/48X84/Dup/ZP/2"D@36"/Z-Rail/Al Ha Cover/4"PS/Float Tree/AFD | EA | 12210 | 53514444020 | 665
33-2310 | Basin&Rail Asm/48X84/Dup/ZP/2"D@48"/Z-Rail/FG Cover/4"PS/Float Tree/AFD | EA | 9910 | 53514444037 | 655
33-2311 | Basin&Rail Asm/48X84/Dup/ZP/2"D@48"/Z-Rail/St Ha Cover/4"PS/Float Tree/AFD | EA | 11170 | 53514444044 | 785
33-2312 | Basin&Rail Asm/48X84/Dup/ZP/2"D@48"/Z-Rail/Al Ha Cover/4"PS/Float Tree/AFD | EA | 12210 | 53514444051 | 665
33-2313 | Basin&Rail Asm/48X96/Dup/ZP/2"D@36"/Z-Rail/FG Cover/4"PS/Float Tree/AFD | EA | 11770 | 53514444068 | 695
33-2314 | Basin&Rail Asm/48X96/Dup/ZP/2"D@36"/Z-Rail/St Ha Cover/4"PS/Float Tree/AFD | EA | 13040 | 53514444075 | 825
33-2315 | Basin&Rail Asm/48X96/Dup/ZP/2"D@36"/Z-Rail/Al Ha Cover/4"PS/Float Tree/AFD | EA | 14070 | 53514444082 | 705
33-2316 | Basin&Rail Asm/48X96/Dup/ZP/2"D@48"/Z-Rail/FG Cover/4"PS/Float Tree/AFD | EA | 11770 | 53514444099 | 695
33-2317 | Basin&Rail Asm/48X96/Dup/ZP/2"D@48"/Z-Rail/St Ha Cover/4"PS/Float Tree/AFD | EA | 9890 | 53514444105 | 825
33-2318 | Basin&Rail Asm/48X96/Dup/ZP/2"D@48"/Z-Rail/Al Ha Cover/4"PS/Float Tree/AFD | EA | 14070 | 53514444112 | 705
33-2319 | Basin&Rail Asm/48X108/Dup/ZP/2"D@48"/Z-Rail/FG Cover/4"PS/Float Tree/AFD | EA | 12870 | 53514444129 | 735
33-2320 | Basin&Rail Asm/48X108/Dup/ZP/2"D@48"/Z-Rail/St Ha Cover/4"PS/Float Tree/AFD | EA | 12870 | 53514444136 | 865
33-2321 | Basin&Rail Asm/48X108/Dup/ZP/2"D@48"/Z-Rail/Al Ha Cover/4"PS/Float Tree/AFD | EA | 15170 | 53514444143 | 745
33-2322 | Basin&Rail Asm/48X120/Dup/ZP/2"D@48"/Z-Rail/FG Cover/4"PS/Float Tree/AFD | EA | 13960 | 53514444150 | 775
33-2323 | Basin&Rail Asm/48X120/Dup/ZP/2"D@48"/Z-Rail/St Ha Cover/4"PS/Float Tree/AFD | EA | 15220 | 53514444167 | 905
33-2324 | Basin&Rail Asm/48X120/Dup/ZP/2"D@48"/Z-Rail/Al Ha Cover/4"PS/Float Tree/AFD | EA | 16260 | 53514444174 | 785
33-2325 | Basin&Rail Asm/24X72/Sim/ZP/2"D@24"/Z-Rail/FG Cover/4"PS/Flt Tree/AFD | EA | 4520 | 53514444181 | 199
33-2326 | Basin&Rail Asm/24X72/Sim/ZP/2"D@24"/Z-Rail/St Ha Cover/4"PS/Flt Tree/AFD | EA | 5210 | 53514437220 | 245
33-2327 | Basin&Rail Asm/24X72/Sim/ZP/2"D@24"/Z-Rail/Al Ha Cover/4"PS/Flt Tree/AFD | EA | 5670 | 53514444198 | 199
33-2328 | Basin&Rail Asm/24X72/Sim/ZP/2"D@36"/Z-Rail/FG Cover/4"PS/Flt Tree/AFD | EA | 4010 | 53514444204 | 192
33-2329 | Basin&Rail Asm/24X72/Sim/ZP/2"D@36"/Z-Rail/St Ha Cover/4"PS/Flt Tree/AFD | EA | 5210 | 53514444211 | 245
33-2330 | Basin&Rail Asm/24X72/Sim/ZP/2"D@36"/Z-Rail/Al Ha Cover/4"PS/Flt Tree/AFD | EA | 6930 | 53514444228 | 199
33-2331 | Basin&Rail Asm/24X84/Sim/ZP/2"D@24"/Z-Rail/FG Cover/4"PS/Flt Tree/AFD | EA | 4650 | 53514444235 | 213
33-2332 | Basin&Rail Asm/24X84/Sim/ZP/2"D@24"/Z-Rail/St Ha Cover/4"PS/Flt Tree/AFD | EA | 5340 | 53514444242 | 258
33-2333 | Basin&Rail Asm/24X84/Sim/ZP/2"D@24"/Z-Rail/Al Ha Cover/4"PS/Flt Tree/AFD | EA | 5800 | 53514444259 | 220
33-2334 | Basin&Rail Asm/30X72/Sim/ZP/2"D@24"/Z-Rail/FG Cover/4"PS/Float Tree/AFD | EA | 5080 | 53514444266 | 243
33-2335 | Basin&Rail Asm/30X72/Sim/ZP/2"D@24"/Z-Rail/St Ha Cover/4"PS/Float Tree/AFD | EA | 6170 | 53514444273 | 303
33-2336 | Basin&Rail Asm/30X72/Sim/ZP/2"D@24"/Z-Rail/Al Ha Cover/4"PS/Float Tree/AFD | EA | 6570 | 53514444280 | 253
33-2337 | Basin&Rail Asm/30X72/Sim/ZP/2"D@36"/Z-Rail/FG Cover/4"PS/Float Tree/AFD | EA | 5080 | 53514444297 | 243
33-2338 | Basin&Rail Asm/30X72/Sim/ZP/2"D@36"/Z-Rail/St Ha Cover/4"PS/Float Tree/AFD | EA | 6170 | 53514444303 | 303
33-2339 | Basin&Rail Asm/30X72/Sim/ZP/2"D@36"/Z-Rail/Al Ha Cover/4"PS/Float Tree/AFD | EA | 6570 | 53514444310 | 253
33-2340 | Basin&Rail Asm/30X84/Sim/ZP/2"D@24"/Z-Rail/FG Cover/4"PS/Float Tree/AFD | EA | 5290 | 53514444327 | 300
33-2341 | Basin&Rail Asm/30X84/Sim/ZP/2"D@24"/Z-Rail/St Ha Cover/4"PS/Float Tree/AFD | EA | 6380 | 53514444334 | 359
33-2342 | Basin&Rail Asm/30X84/Sim/ZP/2"D@24"/Z-Rail/Al Ha Cover/4"PS/Float Tree/AFD | EA | 6780 | 53514444341 | 309
33-2343 | Basin&Rail Asm/36X72/Dup/ZP/2"D@24"/Z-Rail/FG Cover/4"PS/Float Tree/AFD | EA | 7120 | 53514443092 | 285
33-2344 | Basin&Rail Asm/36X72/Dup/ZP/2"D@24"/Z-Rail/St Ha Cover/4"PS/Float Tree/AFD | EA | 8270 | 53514444358 | 352
33-2345 | Basin&Rail Asm/36X72/Dup/ZP/2"D@24"/Z-Rail/Al Ha Cover/4"PS/Float Tree/AFD | EA | 9190 | 53514444365 | 292
33-2346 | Basin&Rail Asm/36X72/Dup/ZP/2"D@36"/Z-Rail/FG Cover/4"PS/Float Tree/AFD | EA | 7120 | 53514444372 | 285
33-2347 | Basin&Rail Asm/36X72/Dup/ZP/2"D@36"/Z-Rail/St Ha Cover/4"PS/Float Tree/AFD | EA | 8270 | 53514444389 | 352
33-2348 | Basin&Rail Asm/36X72/Dup/ZP/2"D@36"/Z-Rail/Al Ha Cover/4"PS/Float Tree/AFD | EA | 9190 | 53514444396 | 292
33-2349 | Basin&Rail Asm/36X84/Dup/ZP/2"D@24"/Z-Rail/FG Cover/4"PS/Float Tree/AFD | EA | 7380 | 53514444402 | 304
33-2350 | Basin&Rail Asm/36X84/Dup/ZP/2"D@24"/Z-Rail/St Ha Cover/4"PS/Float Tree/AFD | EA | 8530 | 53514444419 | 371
33-2351 | Basin&Rail Asm/36X84/Dup/ZP/2"D@24"/Z-Rail/Al Ha Cover/4"PS/Float Tree/AFD | EA | 9450 | 53514444426 | 311
33-2352 | Basin&Rail Asm/48X72/Dup/ZP/2"D@24"/Z-Rail/FG Cover/4"PS/Float Tree/AFD | EA | 9160 | 53514444433 | 585
33-2353 | Basin&Rail Asm/48X72/Dup/ZP/2"D@24"/Z-Rail/St Ha Cover/4"PS/Float Tree/AFD | EA | 10420 | 53514444440 | 715
33-2354 | Basin&Rail Asm/48X72/Dup/ZP/2"D@24"/Z-Rail/Al Ha Cover/4"PS/Float Tree/AFD | EA | 11460 | 53514444457 | 595
33-2355 | Basin&Rail Asm/48X72/Dup/ZP/2"D@36"/Z-Rail/FG Cover/4"PS/Float Tree/AFD | EA | 9160 | 53514444464 | 585
33-2356 | Basin&Rail Asm/48X72/Dup/ZP/2"D@36"/Z-Rail/St Ha Cover/4"PS/Float Tree/AFD | EA | 10420 | 53514444471 | 715
33-2357 | Basin&Rail Asm/48X72/Dup/ZP/2"D@36"/Z-Rail/Al Ha Cover/4"PS/Float Tree/AFD | EA | 11460 | 53514444488 | 595
33-2358 | Basin&Rail Asm/48X84/Dup/ZP/2"D@24"/Z-Rail/FG Cover/4"PS/Float Tree/AFD | EA | 9010 | 53514444495 | 655
33-2359 | Basin&Rail Asm/48X84/Dup/ZP/2"D@24"/Z-Rail/St Ha Cover/4"PS/Float Tree/AFD | EA | 11170 | 53514444501 | 785
33-2360 | Basin&Rail Asm/48X84/Dup/ZP/2"D@24"/Z-Rail/Al Ha Cover/4"PS/Float Tree/AFD | EA | 12210 | 53514444518 | 665
333-0006 | NE333 115/230V/1Ph/2Hp/Field Wired/Dual Volt | EA | 1666.35 | 53514140038 | 77
33-3643 | Basin&Rail Asm/30X72/Sim/1.25"D@27"/SS Z-Rail/PC/FG Cover/Green/AFD | EA | 4900 | 53514461270 | 50
33-3646 | Basin&Rail Asm/30X72/Sim/1.25"D@27"/SS Z-Rail/PC/FG Cover/AFD | EA | 4550 | 53514461164 | 50
33-3647 | Basin&Rail Asm/30X72/Sim/1.25"D@27"/SS Z-Rail/PC/RWD/FG Cover/WW/DW/AFD | EA | 5040 | 53514461171 | 50
33-3701 | Basin&Rail Asm/30X72/Sim/1.25"D@38"/SS Z-Rail/FG Cover/Green/AFD | EA | 4860 | 53514464349 | 50
33-3702 | Basin&Rail Asm/30X72/Sim/1.25"D@27"/SS Z-Rail/FG Cover/Green/AFD | EA | 4810 | 53514464356 | 50
3361-0001 | M3161 3F/115V/1Ph/HT/(3161-0001) | EA | 2920 | 53514138257 | 94
3361-0002 | N3161 3F/115V/1Ph/HT (3161-0002) | EA | 2560 | 53514086220 | 94
3361-0003 | D3161 3F/230V/1Ph/HT (3161-0003) | EA | 2880 | 53514092948 | 94
3361-0005 | E3161 3F/230V/1P/12'Cond/HT/(3161-0012) | EA | 2780 | 53514162344 | 88
3361-0006 | D3161 3F/230V/1Ph/HT/7' Cond(3161-0014) | EA | 3080 | 53514175580 | 91
3361-0007 | N3161 3F/115V/1Ph/10'Cond/HT/(3161-0023) | EA | 3440 | 53514263966 | 89
3361-0008 | D3161 3F/25'Cd/230V/1Ph/HT (3161-0016) | EA | 2990 | 53514298531 | 95
3363-0001 | M3163 3F/115V/1Ph/HT/(3163-0001) | EA | 2910 | 53514097349 | 93
3363-0004 | E3163 3F/230V/1Ph/HT (3163-0004) | EA | 2590 | 53514262754 | 92
3382-0001 | M3282 3F/115V/1Ph/HT | EA | 2600 | 53514022181 | 90
3382-0002 | N3282 3F/115V/1Ph/HT | EA | 2410 | 53514022198 | 86
3382-0003 | D3282 3F/230V/1Ph/HT | EA | 2600 | 53514022204 | 90
3382-0004 | E3282 3F/230V/1Ph/HT | EA | 2420 | 53514022211 | 86
3382-0005 | N3282 3F/115V/1Ph/HT/9'Cond | EA | 2550 | 53514054311 | 88
3382-0006 | D3282 3F/230V/1Ph/8"Cond/HT | EA | 2850 | 53514192068 | 93
350-0009 | Sys,.5 Hp Booster/Pump | EA | 1130 | 53514455019 | 55
35-0006 | Basin&Access/F-24X48/Sim/810/815 | EA | 4650 | 53514192211 | 111
35-0007 | Basin&Access/F-24X60/Sim/810/815 | EA | 5000 | 53514192228 | 120
35-0008 | Basin&Access/F-24X72/Sim/810/815 | EA | 5070 | 53514192235 | 130
35-0112 | Basin&Access/P-30X72/Sim/1.25"D@24"/Flexhose/PC/FG Cover/Green/AFD | EA | 5520 | 53514461263 | 205
355-0005 | Sys,1 Hp Booster/Pump | EA | 1460 | 53514455026 | 55
361-0001 | M161 3F/115V/1Ph/cCSAus/(161-0001) | EA | 1990 | 53514022228 | 86
361-0002 | N161 3F/115V/1Ph/CSA/(161-0002) | EA | 1810 | 53514022235 | 85
361-0003 | D161 3F/230V/1Ph/cCSAus/(161-0003) | EA | 1850 | 53514022242 | 86
361-0004 | E161 3F/230V/1Ph/cCSAus/(161-0004) | EA | 1710 | 53514022259 | 85
361-0005 | J161 3F/200-208V/3Ph/cCSAus/(161-0012) | EA | 1760 | 53514032029 | 85
361-0006 | E161 3F/230V/1Ph/cCSAus/(161-0021) | EA | 1710 | 53514045111 | 85
361-0007 | I161 3F/200-208V/1Ph/cCSAus/(161-0005) | EA | 1770 | 53514036201 | 85
361-0008 | G161 3F/460V/3Ph/cCSAus/(161-0007) | EA | 1770 | 53514036966 | 85
361-0009 | H161 3F/200-208V/1Ph/cCSAus/(161-0010) | EA | 1910 | 53514038328 | 86
361-0010 | BN161 3F/115V/1Ph/Pb20'/CSA/(161-0002) | EA | 1990 | 53514044268 | 88
361-0011 | E161 3F/50'Cd/230V/1Ph/cCSAus/(161-0038) | EA | 1850 | 53514138943 | 87
361-0012 | M161 3F/50'Cd/115V/1Ph/cCSAus/(161-0009) | EA | 2320 | 53514156947 | 87
361-0013 | M161 3F/35'Cd/115V/1Ph/cCSAus/(161-0017) | EA | 2100 | 53514158002 | 85
361-0014 | F161 3F/230V/3Ph/cCSAus/(161-0011) | EA | 1770 | 53514173296 | 85
361-0015 | EX161 3F/230V/1Ph/Ex Pr/(161-0044) | EA | 3680 | 53514198053 | 119
361-0016 | IX161 3F/200-208V/1Ph/Ex Pr/(161-0043) | EA | 3740 | 53514198107 | 119
361-0017 | E161 3F/25'Cd/230V/1Ph/cCSAus/(161-0049) | EA | 1770 | 53514206758 | 89
361-0018 | J161 3F/50'Cd/200-208V/3Ph/cCSAus/(161-0057) | EA | 1920 | 53514253653 | 85
361-0020 | NX161 3F/115V/1Ph/Ex Pr/(161-0042) | EA | 3760 | 53514267599 | 119
361-0021 | G161 3F/50'Cd/460V/3Ph/cCSAus/(161-0054) | EA | 1920 | 53514312213 | 92
361-0022 | M161 3F/25'Cd/115V/1Ph/cCSAus/(161-0006) | EA | 2060 | 53514317874 | 88
361-0023 | N161 3F/35'Cd/115V/1Ph/CSA/(161-0016) | EA | 1840 | 53514319809 | 85
361-0024 | F161 3F/50'Cd/230V/3Ph/cCSAus/(161-0101) | EA | 1970 | 53514340605 | 88
361-0025 | NX161 3F/25'Cd/115V/1Ph/Ex Pr/(161-0064) | EA | 3820 | 53514359485 | 120
361-0026 | N161 3F/25'Cd/115V/1Ph/CSA/(161-0016) | EA | 1870 | 53514359492 | 85
361-0027 | EX161 3F/50'Cd/230V/1Ph/Ex Pr/(161-0055) | EA | 3960 | 53514362270 | 123
361-0028 | JX161 50'Cd/3F/200-208V/3Ph/Ex Pr/(161-0074) | EA | 4030 | 53514362416 | 119
361-0029 | I161 3F/35'Cd/200-208V/1Ph/cCSAus/(161-0036) | EA | 1800 | 53514386542 | 85
361-0030 | FX161 50'Cd/3F/230V/3Ph/Ex Pr/(161-0110) | EA | 4230 | 53514393892 | 119
361-0031 | MX161 3F/115V/1Ph/Ex Pr/(161-0071) | EA | 4670 | 53514420901 | 126
361-0032 | BE161 3F/230V/1Ph/Pb20'/cCSAus/(161-0004) | EA | 1800 | 53514421663 | 87
361-0033 | GX161 3F/460V/3Ph/Ex Pr/(161-0047) | EA | 3920 | 53514423377 | 119
361-0034 | N161 3F/50'Cd/115V/1Ph/CSA/(161-0024) | EA | 2130 | 53514427122 | 94
361-0035 | G161 3F/25'Cd/460V/3Ph/cCSAus/(161-0092) | EA | 1880 | 53514433123 | 92
363-0001 | M163 3F/115V/1Ph/cCSAus/(163-0001) | EA | 1990 | 53514022266 | 86
363-0002 | N163 3F/115V/1Ph/CSA/(163-0002) | EA | 1800 | 53514022273 | 85
363-0003 | D163 3F/230V/1Ph/cCSAus/(163-0003) | EA | 1850 | 53514022280 | 86
363-0004 | E163 3F/230V/1Ph/cCSAus/(163-0004) | EA | 1700 | 53514022297 | 85
363-0005 | BE163 3F/230V/1Ph/Pb20'/cCSAus/(163-0004) | EA | 1800 | 53514044510 | 85
363-0006 | F163 3F/230V/3Ph/cCSAus/(163-0009) | EA | 1770 | 53514048518 | 85
363-0007 | BN163 3F/115V/1Ph/Pb20'/CSA/(163-0002) | EA | 1980 | 53514060619 | 87
363-0008 | H163 3F/200-208V/1Ph/ED/(163-0044) | EA | 1950 | 53514089924 | 85
363-0009 | G163 3F/460V/3Ph/cCSAus/(163-0031) | EA | 1770 | 53514104061 | 85
363-0010 | J163 3F/200-208V/3Ph/cCSAus/(163-0008) | EA | 1760 | 53514123956 | 86
363-0011 | E163 50'Cd/3F/230V/1Ph/cCSAus/(163-0035) | EA | 1850 | 53514185664 | 88
363-0012 | JX163 3F/200-208V/3Ph/Ex Pr/(163-0051) | EA | 3720 | 53514208509 | 118
363-0013 | H163 2F/50'Cd/200-208V/1Ph/cCSAus/(163-0079) | EA | 2000 | 53514225056 | 87
363-0014 | I163 3F/35'Cd/200-208V/1Ph/cCSAus/(163-0039) | EA | 1800 | 53514230333 | 85
363-0015 | NX163 3F/115V/1Ph/Ex Pr/(163-0049) | EA | 3760 | 53514269968 | 118
363-0016 | EX163 3F/230V/1Ph/Ex Pr/(163-0050) | EA | 3670 | 53514337070 | 120
363-0017 | I163 3F/200-208V/1Ph/cCSAus/(163-0010) | EA | 1760 | 53514363109 | 85
363-0018 | IX163 3F/50'Cd/200-208V/1Ph/(163-0073) | EA | 4010 | 53514365257 | 85
363-0019 | DX163 3F/50'Cd/230V/1Ph/EX Pr/(163-0108) | EA | 4750 | 53514482084 | 122
365-0003 | D165 3F/230V/1Ph/cCSAus/(165-0003) | EA | 2120 | 53514022303 | 86
365-0004 | E165 3F/230V/1Ph/cCSAus/(165-0004) | EA | 1970 | 53514022310 | 85
365-0005 | F165 3F/230V/3Ph/cCSAus/(165-0015) | EA | 2060 | 53514022327 | 85
365-0006 | J165 3F/200-208V/3Ph/cCSAus/(165-0009) | EA | 2090 | 53514022334 | 85
365-0007 | H165 3F/200-208V/1Ph/cCSAus/(165-0012) | EA | 2050 | 53514022341 | 86
365-0008 | G165 3F/460V/3Ph/cCSAus/(165-0008) | EA | 2060 | 53514025304 | 85
365-0009 | BA165 3F/575V/3Ph/cCSAus/(165-0027) | EA | 2270 | 53514030698 | 85
365-0010 | BE165 3F/230V/1Ph/Pb/cCSAus/(165-0004) | EA | 2070 | 53514044275 | 84
365-0011 | I165 3F/200-208V/1Ph/cCSAus/(165-0020) | EA | 1910 | 53514044909 | 85
365-0012 | E165 3F/50'Cd/230V/1Ph/cCSAus/(165-0014) | EA | 2120 | 53514180751 | 87
365-0013 | EX165 3F/230V/1Ph/Ex Pr/(165-0039) | EA | 3920 | 53514185169 | 118
365-0014 | D165 3F/50'Cd/230V/1Ph/cCSAus/(165-00056) | EA | 2260 | 53514201777 | 94
365-0015 | H165 3F/50'Cd/200-208V/1Ph/cCSAus/(165-0056) | EA | 2130 | 53514202149 | 86
365-0016 | I165 3F/50' Cord/200-208V/1Ph/cCSAus/(165-0064) | EA | 2020 | 53514277383 | 85
365-0017 | J165 3F/50'Cd/200-208V/3Ph/cCSAus/(165-0061) | EA | 2210 | 53514350413 | 87
365-0018 | JX165 3F/200V/3Ph/Ex Pr/(165-0040) | EA | 4160 | 53514352257 | 118
365-0019 | D165 3F/35'Cd/230V/1Ph/cCSAus/(165-00029) | EA | 2210 | 53514435196 | 94
370-0002 | N370 Fountain/.5Hp/115V/1Ph/60Hz/100'Cd/50Gpm | EA | 3760 | 53514178031 | 56
371-0002 | N371 115V/1Ph/cCSAus/Evap Cooling | EA | 390 | 53514233976 | 21
371-0004 | E371 230V/1Ph/cCSAus/Evap Cooling | EA | 500 | 53514233990 | 21
372-0002 | N372 115V/1Ph/1/3 Hp/cCSAus/Evap Cooling | EA | 660 | 53514234034 | 32
372-0004 | E372 230V/1Ph/1/3Hp/cCSAus/Evap Cooling | EA | 730 | 53514234058 | 32
373-0002 | N373 115V/1Ph/.4Hp/cCSAus/Evap Cooling | EA | 690 | 53514234096 | 37
373-0004 | E373 230V/1Ph/.4Hp/cCSAus/Evap Cooling | EA | 760 | 53514234119 | 37
382-0001 | M282 3F/115V/1Ph/cCSAus/(282-0001) | EA | 1710 | 53514022365 | 82
382-0002 | N282 3F/115V/1Ph/cCSAus/(282-0002) | EA | 1670 | 53514022372 | 81
382-0003 | D282 3F/230V/1Ph/cCSAus | EA | 1650 | 53514022389 | 82
382-0004 | E282 3F/230V/1Ph/cCSAus/(282-0004) | EA | 1650 | 53514022396 | 81
382-0007 | G282 3F/460V/3Ph/cCSAus/(282-0024) | EA | 1700 | 53514022426 | 81
382-0008 | M282 3F/15'Cd/115V/1Ph/cCSAus | EA | 1700 | 53514022433 | 82
382-0009 | M282 3F/35'Cd/115V/1Ph/cCSAus | EA | 1840 | 53514022440 | 87
382-0010 | J282 3F/200-208V/3Ph/cCSAus/(282-0006) | EA | 1730 | 53514022457 | 81
382-0012 | E282 3F/25'Cd/230V/1Ph/cCSAus/(282-0018) | EA | 1670 | 53514022471 | 83
382-0013 | N282 3F/50'Cd/115V/1Ph/cCSAus/(282-0062) | EA | 1920 | 53514022488 | 90
382-0019 | I282 3F/200-208V/1Ph/cCSAus/(282-0025) | EA | 1660 | 53514022525 | 81
382-0020 | E282 3F/50'Cd/230V/1Ph/cCSAus | EA | 1780 | 53514025670 | 90
382-0021 | D282 3F/25'Cd/230V/1Ph/cCSAus | EA | 1670 | 53514026936 | 84
382-0022 | N282 3F/35'Cd/115V/1Ph/cCSAus | EA | 1780 | 53514028909 | 86
382-0023 | N282 3F/25'Cd/115V/1Ph/cCSAus/(282-0011) | EA | 1700 | 53514033507 | 83
382-0024 | F282 3F/230V/3Ph/cCSAus | EA | 1650 | 53514038229 | 81
382-0025 | M282 3F/25'Cd/115V/1Ph/cCSAus/(282-0015) | EA | 1820 | 53514039325 | 84
382-0027 | BN282 3F/115V/1Ph/Pb15'/cCSAus | EA | 1790 | 53514041304 | 83
382-0028 | BE282 3F/230V/1Ph/Pb35'/cCSAus | EA | 1850 | 53514041311 | 83
382-0029 | J282 3F/25'Cd/200-208V/3Ph/cCSAus | EA | 1790 | 53514041823 | 83
382-0030 | H282 3F/35'Cd/200-208V/1Ph/cCSAus | EA | 1750 | 53514044541 | 85
382-0031 | E282 3F/25'Cd/230V/1P/ED | EA | 1660 | 53514045272 | 84
382-0032 | F282 3F/25'Cd/230V/3Ph/cCSAus | EA | 1770 | 53514056223 | 84
382-0033 | J282 3F/35'Cd/200-208V/3Ph/cCSAus | EA | 1760 | 53514086541 | 84
382-0034 | H282 3F/50'Cd/200-208V/1Ph/cCSAus | EA | 1770 | 53514089023 | 90
382-0036 | G282 3F/25'Cd/460V/3Ph/cCSAus | EA | 1770 | 53514096359 | 85
382-0037 | E282 3F/35'Cd/230V/1Ph/cCSAus | EA | 1730 | 53514117818 | 88
382-0038 | NX282 3F/115V/1Ph/Ex Pr | EA | 3640 | 53514123321 | 128
382-0040 | NX282 3F/50'Cd/115V/1Ph/Ex Pr | EA | 3920 | 53514140915 | 128
382-0041 | EX282 3F/230V/1Ph/Ex Pr | EA | 3610 | 53514142407 | 127
382-0042 | CF282 3F/230V/3Ph/Auto | EA | 2350 | 53514155179 | 81
382-0043 | IX282 3F/25'Cd/200-208V/1Ph/Ex Pr | EA | 3540 | 53514167455 | 130
382-0044 | G282 3F/50'Cd/460V/3Ph/cCSAus | EA | 1780 | 53514169947 | 85
382-0046 | JX282 3F/200-208V/3Ph/Ex Pr | EA | 4250 | 53514181789 | 128
382-0049 | D282 3F/50'Cd/230V/1Ph/cCSAus | EA | 1870 | 53514205539 | 86
382-0050 | GX282 3F/35'Cd/460V/3Ph/Ex Pr | EA | 4440 | 53514210625 | 128
382-0051 | GX282 3F/50'Cd/460V/3Ph/Ex Pr | EA | 4600 | 53514231071 | 128
382-0052 | J282 3F/50'Cd/200-208V/3Ph/cCSAus | EA | 2060 | 53514234171 | 84
382-0054 | F282 3F/50'Cd/230V/3Ph/cCSAus | EA | 1790 | 53514241971 | 85
382-0057 | IX282 3F/35'Cd//200-208V/1Ph/Ex Pr | EA | 4840 | 53514256463 | 127
382-0058 | I282 3F/25'Cd/200-208V/1Ph/cCSAus | EA | 1660 | 53514256968 | 83
382-0060 | FX282 3F/50'Cd/230V/3Ph/Ex Pr | EA | 4600 | 53514296711 | 129
382-0061 | EX282 3F/50'Cd/230V/1Ph/Ex Pr | EA | 3890 | 53514330750 | 129
382-0062 | EX282 3F/25'Cd/230V/1Ph/Ex Pr | EA | 3670 | 53514342951 | 128
382-0063 | D282 3F/15'Cd/230V/1Ph/cCSAus | EA | 1680 | 53514353445 | 82
382-0064 | JX282 3F/50'Cd/200-208V/3Ph/ExPr | EA | 4550 | 53514354794 | 129
382-0065 | IX282 3F/50'Cd/200-208V/1Ph/Ex Pr | EA | 3750 | 53514356873 | 134
382-0066 | MX282 3F/115V/1Ph/Expr | EA | 4580 | 53514356927 | 119
382-0067 | I282 3F/50'Cd/200-208V/1Ph/cCSAus | EA | 1710 | 53514357351 | 85
382-0068 | EX282 3F/35'Cd/230V/1Ph/Ex Pr | EA | 3760 | 53514361914 | 128
382-0069 | I282 3F/35'Cd/200-208V/1Ph/cCSAus | EA | 1660 | 53514362140 | 85
382-0070 | BA282 3F/50'Cd/575V/3Ph/cCSAus | EA | 1830 | 53514385378 | 81
382-0072 | M282 3F/50'Cd/115V/1Ph/cCSAus | EA | 1890 | 53514414412 | 87
382-0074 | JX282 3F/35'Cd/200-208V/3Ph/Ex Pr | EA | 4400 | 53514435486 | 127
382-0075 | BE282 3F/35'Cd/230V/1Ph/Pb35'/cCSAus | EA | 1980 | 53514438296 | 83
384-0003 | D284 3F/230V/1Ph/cCSAus | EA | 2010 | 53514022532 | 85
384-0004 | E284 3F/230V/1Ph/cCSAus/(284-0004) | EA | 1770 | 53514022549 | 84
384-0005 | J284 3F/200-208V/3Ph/cCSAus/(284-0015) | EA | 1730 | 53514022556 | 84
384-0006 | E284 3F/35'Cd/230V/1Ph/cCSAus | EA | 1850 | 53514022563 | 89
384-0007 | G284 3F/460V/3Ph/cCSAus/(284-0006) | EA | 1780 | 53514022570 | 84
384-0008 | F284 3F/230V/3Ph/cCSAus/(284-0011) | EA | 1810 | 53514022587 | 84
384-0009 | E284 3F/25'Cd/230V/1Ph/cCSAus/(284-0028) | EA | 1790 | 53514022594 | 86
384-0010 | G284 3F/25'Cd/460V/3Ph/cCSAus/(284-0020) | EA | 1900 | 53514022600 | 86
384-0011 | D284 3F/25'Cd/230V/1Ph/cCSAus/(284-0021) | EA | 1930 | 53514022617 | 87
384-0012 | J284 3F/25'Cd/200-208V/3Ph/cCSAus | EA | 1840 | 53514022624 | 86
384-0013 | I284 3F/200-208V/1Ph/cCSAus/(284-0010) | EA | 1780 | 53514022631 | 84
384-0014 | H284 3F/200-208V/1Ph/cCSAus/(284-0009) | EA | 1870 | 53514022648 | 85
384-0015 | D284 3F/15'Cd/230V/1Ph/cCSAus | EA | 1850 | 53514022655 | 85
384-0016 | D284 3F/35'Cd/230V/1Ph/cCSAus | EA | 1990 | 53514022662 | 90
384-0017 | D284 3F/50'Cd/230V/1Ph/cCSAus | EA | 2040 | 53514022679 | 94
384-0019 | F284 3F/25'Cd/230V/3Ph/cCSAus | EA | 1840 | 53514022693 | 86
384-0020 | G284 3F/35'Cd/460V/3Ph/cCSAus | EA | 1850 | 53514022709 | 89
384-0021 | I284 3F/35'Cd/200-208V/1Ph/cCSAus | EA | 1800 | 53514022716 | 89
384-0022 | I284 3F/25'Cd/200-208V/1Ph/cCSAus | EA | 1760 | 53514022723 | 86
384-0024 | J284 3F/35'Cd/200-208V/3Ph/cCSAus | EA | 1850 | 53514022747 | 89
384-0025 | H284 3F/25'Cd/200-208V/1Ph/cCSAus | EA | 1910 | 53514022754 | 87
384-0026 | E284 3F/50'Cd/230V/1Ph/cCSAus | EA | 1900 | 53514022761 | 93
384-0027 | J284 3F/50'Cd/200-208V/3Ph/cCSAus/(284-0060) | EA | 1890 | 53514022778 | 93
384-0028 | H284 3F/15'Cd/200-208V/1Ph/cCSAus | EA | 1870 | 53514022785 | 85
384-0029 | F284 3F/35'Cd/230V/3Ph/cCSAus | EA | 1850 | 53514027520 | 89
384-0031 | E284 3F/230V/1Ph/cCSAus/Wo Plug | EA | 1710 | 53514039448 | 84
384-0032 | BE284 3F/230V/1Ph/15' Pb/cCSAus/(284-0037) | EA | 1890 | 53514041274 | 86
384-0035 | G284 3F/50'Cd/460V/3Ph/cCSAus | EA | 1890 | 53514089450 | 93
384-0039 | CF284 3F/230V/3Ph/Auto | EA | 2370 | 53514121358 | 84
384-0040 | F284 3F/50'Cd/230V/3Ph/cCSAus | EA | 1890 | 53514123918 | 93
384-0041 | I284 3F/50'Cd/200-208V/1Ph/cCSAus | EA | 1850 | 53514127886 | 93
384-0042 | JX284 3F/200-208V/3Ph/Ex Pr | EA | 3860 | 53514136895 | 128
384-0043 | IX284 3F/200-208V/1Ph/Expr | EA | 3590 | 53514141233 | 127
384-0044 | FX284 3F/230V/3Ph/Ex Pr | EA | 3920 | 53514145422 | 129
384-0045 | EX284 3F/230V/1Ph/Ex Pr | EA | 3700 | 53514150136 | 128
384-0046 | GX284 3F/460V/3Ph/Ex Pr | EA | 3920 | 53514154189 | 129
384-0047 | JX284 3F/50'Cd/200-208V/3Ph/Ex Pr | EA | 4170 | 53514186364 | 131
384-0048 | IX284 3F/35'Cd/200-208V/1Ph/Ex Pr | EA | 4970 | 53514256487 | 127
384-0049 | EX284 3F/25'Cd/230V/1Ph/Ex Pr | EA | 3780 | 53514257064 | 128
384-0050 | CF284 3F/25'Cd/230V/3Ph/Auto | EA | 2420 | 53514261160 | 85
384-0051 | EX284 3F/35'Cd/230V/1Ph/Ex Pr | EA | 3840 | 53514322779 | 129
384-0054 | GX284 3F/25'Cd/460V/3Ph/Ex Pr | EA | 3970 | 53514341619 | 125
384-0058 | GX284 3F/50'Cd/460V/3Ph/Ex Pr | EA | 4220 | 53514363246 | 125
384-0059 | H284 3F/50'Cd/200-208V/1Ph/cCSAus | EA | 1990 | 53514363338 | 94
384-0060 | EX284 3F/50'Cd/230V/1Ph/Ex Pr | EA | 3980 | 53514364694 | 129
384-0061 | BAX284 3F/50'Cd/575V/3Ph/Ex Pr | EA | 4120 | 53514365103 | 127
384-0064 | IX284 3F/50'Cd/200-208V/1Ph/Ex Pr | EA | 3850 | 53514388010 | 133
384-0065 | HX284 3F/25'Cd/200-208V/1Ph/Ex Pr | EA | 5040 | 53514389017 | 124
384-0066 | FX284 3F/50'Cd/230V/3Ph/Ex Pr | EA | 4220 | 53514398088 | 129
384-0068 | HX284 3F/50'Cd/200-208V/1Ph/Ex Pr | EA | 4910 | 53514471422 | 124
384-0069 | HX284 3F/200-208V/1Ph/Ex Pr | EA | 4940 | 53514493455 | 122
385-0003 | D185 3F/230V/1Ph/cCSAus/(185-0003) | EA | 2080 | 53514022792 | 89
385-0004 | E185 3F/230V/1Ph/cCSAus/(185-0004) | EA | 1940 | 53514022808 | 88
385-0005 | G185 3F/460V/3Ph/cCSAus/(185-0005) | EA | 2030 | 53514022815 | 88
385-0006 | F185 3F/230V/3Ph/cCSAus/(185-0006) | EA | 2030 | 53514022822 | 88
385-0007 | J185 3F/200-208V/3Ph/cCSAus/(185-0008) | EA | 2000 | 53514022839 | 88
385-0008 | BA185 3F/575V/3Ph/cCSAus (185-0011) | EA | 2180 | 53514030704 | 88
385-0009 | E185 3F/230V/1Ph/cCSAus/(185-0012) | EA | 1940 | 53514045135 | 88
385-0010 | H185 3F/200-208V/1Ph/(185-0013) | EA | 2020 | 53514058463 | 85
385-0012 | G185 3F/50'Cd/460V/3Ph/cCSAus/(185-0030) | EA | 2150 | 53514120726 | 93
385-0013 | E185 3F/50'Cd/230V/1Ph/cCSAus/(185-0031) | EA | 2090 | 53514148584 | 91
385-0014 | E185 3F/25'Cd/230V/1Ph/cCSAus/(185-0023) | EA | 2000 | 53514189709 | 89
385-0015 | IX185 3F/35'Cd/200-208V/1Ph/(185-0042) | EA | 3830 | 53514211363 | 124
385-0016 | J185 3F/50'Cd/200-208V/3Ph/cCSAus/(185-0014) | EA | 2120 | 53514253813 | 88
385-0017 | JX185 3F/35'Cd/200V/3Ph/Ex Pr/(185-0032) | EA | 4280 | 53514307554 | 124
385-0018 | E185 3F/35'Cd/230V/1Ph/cCSAus/(185-0035) | EA | 2040 | 53514359058 | 89
385-0019 | EX185 3F/50'Cd/230V/1Ph/Ex Pr/(185-0058) | EA | 4160 | 53514481919 | 124
386-0003 | D186 3F/230V/1Ph/cCSAus/(186-0003) | EA | 2270 | 53514026684 | 91
386-0004 | E186 3F/230V/1Ph/CSA/(186-0004) | EA | 2110 | 53514026691 | 90
386-0005 | F186 3F/230V/3Ph/cCSAus/(186-0005) | EA | 2280 | 53514026707 | 90
386-0006 | G186 3F/460V/3Ph/cCSAus/(186-0006) | EA | 2270 | 53514026714 | 90
386-0007 | H186 3F/200-208V/1Ph/cCSAus/(186-0007) | EA | 2220 | 53514026721 | 91
386-0008 | I186 3F/200-208V/1Ph/cCSAus/(186-0008) | EA | 2060 | 53514026738 | 90
386-0009 | J186 3F/200-208V/3Ph/cCSAus/(186-0009) | EA | 2290 | 53514026745 | 90
386-0010 | D186 3F/50'Cd/230V/1Ph/cCSAus/(186-0011) | EA | 2410 | 53514057954 | 100
386-0011 | F186 3F/50'Cd/230V/3Ph/cCSAus/(186-0057) | EA | 2400 | 53514339272 | 90
386-0012 | G186 3F/25'Cd/460V/3Ph/cCSAus/(186-0028) | EA | 2380 | 53514342234 | 92
386-0013 | JX186 3F/200V/3Ph/Ex Pr/(186-0015) | EA | 4290 | 53514481995 | 126
388-0003 | D188 3F/230V/1Ph/cCSAus/(188-0003) | EA | 2400 | 53514022846 | 94
388-0004 | E188 3F/230V/1Ph/CSA/(188-0004) | EA | 2240 | 53514022853 | 93
388-0005 | G188 3F/460V/3Ph/cCSAus/(188-0006) | EA | 2400 | 53514022860 | 93
388-0006 | F188 3F/230V/3Ph/cCSAus/(188-0005) | EA | 2410 | 53514030353 | 93
388-0007 | BA188 3F/575V/3Ph/cCSAus (188-0015) | EA | 2470 | 53514030711 | 93
388-0008 | F188 3F/50'Cd/230V/3Ph/cCSAus/(188-0016) | EA | 2530 | 53514031985 | 93
388-0009 | E188 3F/230V/1Ph/CSA/(188-0017) | EA | 2240 | 53514033439 | 93
388-0010 | J188 3F/200-208V/3Ph/cCSAus/(188-0008) | EA | 2420 | 53514037277 | 93
388-0011 | I188 3F/200-208V/1Ph/cCSAus/(188-0007) | EA | 2210 | 53514043186 | 93
388-0012 | J188 3F/25'Cd/200-208V/3Ph/cCSAus/(188-0021) | EA | 2430 | 53514052676 | 96
388-0013 | H188 3F/200-208V/1Ph/cCSAus/(188-0019) | EA | 2350 | 53514058609 | 90
388-0014 | BE188 3F/230V/1Ph/Pb20'/cCSAus/(188-0004) | EA | 2430 | 53514100810 | 95
388-0015 | D188 3F/35'Cd/230V/1Ph/cCSAus/(188-0036) | EA | 2290 | 53514120139 | 98
388-0016 | EX188 3F/230V/1Ph/Ex Pr/(188-0028) | EA | 4170 | 53514141240 | 128
388-0017 | J188 3F/50'Cd/200-208V/3Ph/cCSAus/(188-0041) | EA | 2570 | 53514142100 | 96
388-0018 | E188 3F/50'Cd/230V/1Ph/CSA/(188-0035) | EA | 2400 | 53514148560 | 96
388-0019 | GX188 3F/25'Cd/460V/3Ph/Ex Pr/(188-0047) | EA | 4560 | 53514200275 | 128
388-0020 | GX188 3F/35'Cd/460V/3Ph/Ex Pr/(188-0040) | EA | 4680 | 53514200510 | 129
388-0021 | E188 3F/35'Cd/230V/CSA/1Ph/(188-0026) | EA | 2340 | 53514203054 | 95
388-0022 | G188 3F/50'Cd/460V/3Ph/cCSAus/(188-0051) | EA | 2530 | 53514211899 | 94
388-0023 | E188 3F/25'Cd/230V/1Ph/CSA/(188-0020) | EA | 2300 | 53514265182 | 95
388-0024 | JX188 3F/200-208V/3Ph/Ex Pr/(188-0029) | EA | 4440 | 53514314965 | 128
388-0025 | H188 3F/35'Cd/200-208V/1Ph/cCSAus/(188-0034) | EA | 2360 | 53514332501 | 90
388-0027 | GX188 3F/460V/3Ph/Ex Pr/(188-0031) | EA | 4530 | 53514352936 | 129
388-0028 | F188 3F/25'Cd/230V/3Ph/cCSAus/(188-0062) | EA | 2520 | 53514401658 | 93
388-0029 | I188 3F/50'Cd/200-208V/1Ph/cCSAus/(188-0033) | EA | 2270 | 53514493929 | 93
389-0003 | D189 3F/230V/1Ph/CSA/(189-0003) | EA | 2280 | 53514022877 | 94
389-0004 | E189 3F/230V/1Ph/CSA/(189-0004) | EA | 2140 | 53514022884 | 93
389-0006 | F189 3F/230V/3Ph/cCSAus/(189-0008) | EA | 2400 | 53514022907 | 93
389-0007 | G189 3F/460V/3Ph/cCSAus/(189-0009) | EA | 2280 | 53514022914 | 93
389-0008 | J189 3F/200-208V/3Ph/cCSAus/(189-0010) | EA | 2290 | 53514022921 | 93
389-0009 | H189 3F/200-208V/1Ph/cCSAus/(189-0011) | EA | 2310 | 53514022938 | 94
389-0010 | I189 3F/200-208V/1Ph/cCSAus/(189-0012) | EA | 2170 | 53514022945 | 93
389-0011 | E189 3F/35'Cd/230V/1Ph/CSA/(189-0015) | EA | 2240 | 53514022952 | 98
389-0012 | E189 3F/50'Cd/230V/1Ph/CSA/(189-0006) | EA | 2290 | 53514027483 | 102
389-0013 | BA189 3F/575V/3Ph/cCSAus (189-0017) | EA | 2340 | 53514030728 | 93
389-0014 | E189 3F/230V/1Ph/CSA/(189-0018) | EA | 2140 | 53514033446 | 93
389-0015 | D189 3F/50'Cd/230V/1Ph/CSA/(189-0007) | EA | 2430 | 53514083069 | 103
389-0016 | J189 3F/35'Cd/200-208V/3Ph/cCSAus/(189-0025) | EA | 2370 | 53514086244 | 98
389-0017 | G189 3F/50'Cd/460V/3Ph/cCSAus/(189-0024) | EA | 2400 | 53514121877 | 101
389-0018 | G189 3F/25'Cd/460V/3Ph/cCSAus/(189-0051) | EA | 2390 | 53514299668 | 98
389-0019 | GX189 3F/460V/3Ph/Ex Pr/(189-0034) | EA | 4400 | 53514319670 | 129
389-0020 | G189 3F/35'Cd/460V/3Ph/cCSAus/(189-0044) | EA | 2370 | 53514360832 | 100
389-0021 | GX189 3F/35'Cd/460V/3Ph/Ex Pr/(189-0058) | EA | 4560 | 53514367848 | 129
389-0022 | DX189 3F/230V/1Ph/Ex Pr/(189-0059) | EA | 5210 | 53514367862 | 129
389-0023 | J189 3F/50'Cd/200-208V/3Ph/cCSAus/(189-0056) | EA | 2440 | 53514369903 | 98
389-0024 | BA189 3F/35'Cd/575V/3Ph/cCSAus (189-0060) | EA | 2420 | 53514375355 | 93
389-0025 | J189 3F/25'Cd/200-208V/3Ph/cCSAus/(189-0062) | EA | 2360 | 53514411077 | 98
389-0026 | IX189 3F/200-208V/1Ph/Ex Pr/(189-0030) | EA | 4270 | 53514450694 | 126
389-0027 | WD189 3F/230V/1Ph/(189-0027) | EA | 2400 | 53514454982 | 95
39-0001 | Disconnect System 1.5" | EA | 320 | 53514022969 | 2
39-0002 | Disconnect System 2" | EA | 290 | 53514022976 | 2.5
39-0003 | Disconnect System,Rail &- 1.5" | EA | 1010 | 53514022983 | 10.2
39-0004 | Disconnect System,Rail &- 2" | EA | 1330 | 53514022990 | 10.7
39-0006 | Rod,Pull-Disconnect 2.5' | EA | 160 | 53514023010 | 1
39-0007 | Rod,Pull-Disconnect 3.5' | EA | 190 | 53514023027 | 1.4
39-0008 | Rod,Pull-Disconnect 4.5' | EA | 230 | 53514023034 | 1.8
39-0009 | Rod,Pull-Disconnect 5.5' | EA | 270 | 53514023041 | 2.2
39-0010 | Rod,Pull-Disconnect 8' | EA | 300 | 53514025144 | 4
39-0014 | Guide Rail Asm-Intmed SS 4" | EA | 810 | 53514034443 | 8
39-0018 | Rod,Pull-Disconnect 7' | EA | 290 | 53514042431 | 3.75
39-0022 | Rail Intermediate Guide 1.5" | EA | 290 | 53514039417 | 8
39-0031 | Cable,Lifting Asm/SS/8'Lg/"840"/.125"Dia | EA | 128 | 53514045982 | 1
39-0032 | Cable,Lifting Asm/SS/12'Lg/"840"/.125"Dia | EA | 140 | 53514045999 | 1.5
39-0033 | Cable,Lifting Asm/SS/16'Lg/"840"/.125"Dia | EA | 150 | 53514046002 | 1.5
39-0034 | Cable,Lifting Asm/SS/20'Lg/"840"/.125"Dia | EA | 170 | 53514046019 | 2
39-0035 | Cable,Lifting Asm/SS/24'Lg/"840"/.125"Dia | EA | 180 | 53514046026 | 2
39-0041 | Bolt,Eye Lifting Asm | EA | 150 | 53514048440 | 0.5
39-0043 | Rod,Pull-Disconn.4'X.50"Dia. S.S. | EA | 200 | 53514053734 | 3
39-0053 | Disconnect System 1.25"/Campbell | EA | 260 | 53514068271 | 2
39-0069 | Rod,Pull-Disconnect 1.0' | EA | 109 | 53514069636 | 1
39-0071 | Rod,Pull-Disconn. 5.5'X .50" Dia. S.S. | EA | 240 | 53514080112 | 3
39-0072 | Rod,Pull-Disconn 2'X.50"Dia S.S. | EA | 150 | 53514085322 | 2
39-0094 | Disconnect System,Rail 2.5-3"/SS Bracket | EA | 2220 | 53514131692 | 114
39-0095 | Disconnect System,Rail 2.5-3"/Brass/SS Bracket | EA | 3310 | 53514131708 | 118
39-0096 | Bracket,Intermediate Gid/S.S./2.5-3"Rail | EA | 690 | 53514131951 | 8
39-0098 | Disconnect System 1.25"/Campbell W-Standoffs/SS | EA | 680 | 53514145750 | 10
39-0099 | Disconnect System 1.5"/Campbell W-Standoffs/SS | EA | 1100 | 53514145767 | 11
39-0100 | Disconnect System 2"/Campbell W-Standoffs/SS | EA | 1310 | 53514145774 | 12
39-0122 | Rail, Sys 3"V/Z-RAIL | EA | 1340 | 53514367237 | 47
39-0123 | Rail, Sys 3"V/SS/Z-RAIL | EA | 1690 | 53514367084 | 47
39-0124 | Rail,Sys 3"V/Non-Sparking/Z-Rail | EA | 2160 | 53514367244 | 47
39-0125 | Rail,Sys 3"V/Non-Sparking/Z-Rail/S.S. | EA | 2360 | 53514367268 | 47
39-0128 | Rail, Sys 2"V/Z-RAIL | EA | 894 | 53514342319 | 43
39-0129 | Rail, Sys 2"V/SS/Z-RAIL | EA | 1270 | 53514346379 | 42
39-0130 | Rail,Sys 2"V/Non-Sparking/Z-Rail | EA | 1850 | 53514354596 | 45
39-0131 | Rail, Sys 1.5"V/Z-RAIL | EA | 1010 | 53514346386 | 43
39-0132 | Rail, Sys 1.5"V/SS/Z-RAIL | EA | 1190 | 53514346393 | 43
39-0133 | Rail,Sys 1.5"V/Non-Sparking/Z-Rail | EA | 1720 | 53514355302 | 44
39-0134 | Rail, Sys 1.25"V/Z-RAIL | EA | 794 | 53514346409 | 42
39-0135 | Rail, Sys 1.25"V/SS/Z-RAIL | EA | 1102 | 53514346416 | 42
39-0136 | Rail,Sys 1.25"V/Non-Sparking/Z-Rail | EA | 1660 | 53514355319 | 44
39-0137 | Rail,Sys 1.25"H/Z-Rail | EA | 886 | 53514351267 | 44
39-0138 | Rail,Sys 1.25"H/SS/Z-Rail | EA | 1370 | 53514351786 | 43
39-0139 | Bracket, Intermediate Gd/2" SS/Z-RAIL | EA | 870 | 53514346423 | 4
39-0140 | Bracket, Intermediate Gd/3" SS/Z-RAIL | EA | 910 | 53514367275 | 4
39-0141 | Rail,Sys 2"V/Non-Sparking/SS/Z-Rail | EA | 2020 | 53514344320 | 44
39-0142 | Rail,Sys 1.5"V/Non-Sparking/SS/Z-Rail | EA | 1890 | 53514344337 | 43
39-0143 | Rail,Sys 1.25"V/Non-Sparking/SS/Z-Rail | EA | 1860 | 53514355326 | 43
39-0144 | Disconnect,EZ Pull 1.50"/Webtrol | EA | 116 | 53514345693 | 1
39-0145 | Disconnect,EZ Pull 2.00"/Webtrol | EA | 125 | 53514345709 | 1.25
39-0146 | Rail, Sys 2"V/71 Series/Z-RAIL | EA | 1190 | 53514355333 | 43
39-0147 | Rail,Sys 2"V/71 Series/Non-Sparking/Z-Rail | EA | 1990 | 53514355340 | 45
39-0148 | Rail, Sys 2"V/71 Series/SS/Z-RAIL | EA | 1580 | 53514355357 | 43
39-0149 | Rail,Sys 2"V/71 Series/Non-Sparking/SS/Z-Rail | EA | 2160 | 53514355364 | 44
39-0154 | Rail, Sys 4" H/Z-RAIL | EA | 2910 | 53514413798 | 144
39-0155 | Rail, Sys 4" H/Non Spark/Z-RAIL | EA | 3575 | 53514413811 | 149
39-0162 | Rope, Lifting/12' Lg/ 3/8"-Braided Polypropylene/Red | EA | 190 | 53514442521 | 1
39-0166 | Disconnect,EZ Pull 1.25"/Webtrol | EA | 120 | 53514463519 | 1
39-0175 | Bracket,Lifting-Rigid/61HD/71Series/62HD/X6424-X6426 | EA | 410 | 53514466886 | 4
39-0176 | Bracket,Lifting-Rigid/X6427-X6428 | EA | 890 | 53514466893 | 4.25
391-0003 | DX191 3F/50'Cd/230V/1Ph/Ex Pr | EA | 5510 | 53514267377 | 130
392-0001 | M292 3F/115V/1Ph/cCSAus/(292-0001) | EA | 2000 | 53514023058 | 89
392-0002 | N292 3F/115V/1Ph/CSA/(292-0002) | EA | 1810 | 53514023065 | 88
392-0005 | M292 3F/25'Cd/115V/1Ph/cCSAus/(292-0006) | EA | 2070 | 53514023072 | 91
392-0006 | BN292 3F/115V/1Ph/Pb20'/cCSAus Pump/(292-0014) | EA | 2000 | 53514041328 | 90
392-0007 | N292 3F/35'Cd/115V/1Ph/CSA | EA | 1790 | 53514054915 | 94
392-0008 | N292 3F/50'Cd/115V/1Ph/CSA/(292-0007) | EA | 2130 | 53514067496 | 97
392-0010 | M292 3F/50'Cd/115V/1Ph/cCSAus | EA | 2270 | 53514150709 | 97
392-0011 | M292 3F/35'Cd/115V/1Ph/.5Hp/cCSAus | EA | 2050 | 53514151430 | 94
392-0012 | N292 3F/25'Cd/115V/1Ph/CSA | EA | 1820 | 53514165581 | 93
392-0013 | NX292 3F/115V/1Ph/Ex Pr | EA | 3720 | 53514205393 | 120
392-0016 | J292 3F/200-208V/3Ph/cCSAus/(292-0043) | EA | 1770 | 53514345716 | 88
392-0017 | NX292 3F/35'Cd/115V/1Ph/Ex Pr | EA | 3820 | 53514352875 | 120
392-0018 | G292 3F/460V/3Ph/cCSAus/(292-0045) | EA | 1790 | 53514356972 | 88
392-0019 | F292 3F/35'Cd/230V/3Ph/cCSAus | EA | 1810 | 53514361976 | 88
392-0020 | E292 3F/35'Cd/230V/1Ph/cCSAus | EA | 1760 | 53514362027 | 88
392-0021 | I292 3F/200V/1Ph/cCSAus | EA | 1720 | 53514362461 | 88
392-0022 | BAX292 3F/50'Cd//575V/3Ph/Ex Pr | EA | 4110 | 53514362713 | 121
392-0023 | I292 3F/50'Cd/200V/1Ph/cCSAus | EA | 1800 | 53514363161 | 88
392-0024 | F292 3F/230V/3Ph/cCSAus | EA | 1740 | 53514364144 | 88
392-0025 | IX292 3F/50'Cd/200-208V/1Ph/Ex Pr | EA | 3970 | 53514364229 | 123
392-0026 | H292 3F/200V/1Ph/cCSAus | EA | 1860 | 53514365004 | 88
392-0027 | J292 3F/50'Cd/200-208V/3Ph/cCSAus | EA | 1850 | 53514366780 | 88
392-0028 | E292 3F/230V/1Ph/cCSAus/(292-0004) | EA | 1720 | 53514375799 | 88
392-0029 | NX292 3F/50'Cd/115V/1Ph/Ex Pr | EA | 4000 | 53514376789 | 120
392-0030 | JX292 3F/50'Cd/200-208V/3Ph/Ex Pr | EA | 3980 | 53514386009 | 123
392-0031 | E292 3F/50'Cd/230V/1Ph/cCSAus | EA | 1810 | 53514388690 | 88
392-0032 | G292 3F/50'Cd/460V/3Ph/cCSAus | EA | 1860 | 53514414597 | 88
392-0035 | I292 3F/35'Cd/200V/1Ph/cCSAus | EA | 1750 | 53514438395 | 88
392-0036 | GX292 2F/460V/3Ph/Ex Pr | EA | 3890 | 53514438678 | 0
392-0037 | JX292 3F/200-208V/3Ph/Ex Pr | EA | 3690 | 53514462932 | 123
393-0003 | D293 3F/230V/1Ph/cCSAus/(293-0003) | EA | 2000 | 53514023089 | 90
393-0004 | E293 3F/230V/1Ph/cCSAus/(293-0004) | EA | 1860 | 53514023096 | 89
393-0006 | H293 3F/200-208V/1Ph/cCSAus | EA | 1890 | 53514023102 | 90
393-0009 | F293 3F/230V/3Ph/cCSAus/(293-0011) | EA | 1940 | 53514023119 | 90
393-0010 | G293 3F/460V/3Ph/cCSAus/(293-0014) | EA | 1940 | 53514023126 | 89
393-0011 | D293 3F/50'Cd/230V/1Ph/cCSAus | EA | 2090 | 53514023133 | 99
393-0012 | J293 3F/200-208V/3Ph/cCSAus/(293-0006) | EA | 1900 | 53514023140 | 89
393-0013 | F293 3F/25'Cd/230V/3Ph/cCSAus | EA | 1990 | 53514023157 | 91
393-0014 | J293 3F/35'Cd/200-208V/3Ph/cCSAus | EA | 1920 | 53514023164 | 94
393-0015 | I293 3F/200-208V/1Ph/cCSAus/(293-0009) | EA | 1800 | 53514023171 | 89
393-0016 | G293 3F/35'Cd/460V/3Ph/cCSAus | EA | 1950 | 53514023188 | 94
393-0017 | G293 3F/25'Cd/460V/3Ph/cCSAus | EA | 1990 | 53514023195 | 91
393-0018 | BA293 3F/575V/3Ph/cCSAus | EA | 2030 | 53514029739 | 89
393-0019 | E293 3F/50'Cd/230V/1Ph/cCSAus | EA | 1950 | 53514036645 | 98
393-0020 | J293 3F/25'Cd/200-208V/3Ph/cCSAus | EA | 1960 | 53514037086 | 91
393-0021 | BE293 3F/230V/1Ph/Pb20'/cCSAus | EA | 1900 | 53514041335 | 91
393-0022 | E293 3F/230V/1Ph/cCSAus | EA | 1810 | 53514067397 | 89
393-0023 | D293 3F/35'Cd/230V/1Ph/cCSAus | EA | 2040 | 53514084455 | 96
393-0024 | F293 3F/50'Cd/230V/3Ph/cCSAus | EA | 2010 | 53514101459 | 97
393-0025 | JX293 3F/200-208V/3Ph/Ex Pr | EA | 3980 | 53514126292 | 122
393-0026 | EX293 3F/230V/1Ph/Ex Pr | EA | 3750 | 53514147532 | 121
393-0027 | E293 3F/25'Cd/230V/1Ph/cCSAus | EA | 1790 | 53514159344 | 91
393-0028 | GX293 3F/50'Cd/460V/3Ph/Ex Pr | EA | 4280 | 53514179960 | 125
393-0029 | IX293 3F/50'Cd/200-208V/1Ph/Ex Pr | EA | 3960 | 53514195489 | 128
393-0030 | IX293 3F/25'Cd/200-208V/1Ph/Ex Pr | EA | 3740 | 53514198046 | 125
393-0031 | I293 3F/50'Cd/200-208V/1Ph/cCSAus | EA | 1850 | 53514204556 | 95
393-0032 | IX293 3F/200-208V/1Ph/Ex Pr | EA | 3690 | 53514224547 | 121
393-0036 | I293 3F/35'Cd/200-208V/1Ph/cCSAus | EA | 1810 | 53514261047 | 93
393-0037 | GX293 3F/460V/3Ph/Ex Pr | EA | 3990 | 53514277529 | 121
393-0038 | GX293 3F/25'Cd/460V/3Ph/Ex Pr | EA | 4020 | 53514308636 | 125
393-0039 | J293 3F/50'Cd/200-208V/3Ph/cCSAus | EA | 1970 | 53514339012 | 94
393-0040 | E293 3F/35'Cd/230V/1Ph/cCSAus | EA | 1900 | 53514340049 | 94
393-0041 | JX293 3F/35'Cd/200-208V/3Ph/Ex Pr | EA | 4130 | 53514345198 | 123
393-0042 | EX293 3F/50'Cd/230V/1Ph/Ex Pr | EA | 4030 | 53514347215 | 121
393-0043 | JX293 3F/50'Cd/200-208V/3Ph/Ex Pr | EA | 4280 | 53514347260 | 124
393-0046 | F293 3F/35'Cd/230V/3Ph/cCSAus | EA | 1960 | 53514360191 | 91
394-0003 | D294 3F/230V/1Ph/cCSAus/(294-0003) | EA | 2300 | 53514023201 | 90
394-0004 | E294 3F/230V/1Ph/CSA/(294-0004) | EA | 2140 | 53514023218 | 89
394-0005 | G294 3F/460V/3Ph/cCSAus/(294-0005) | EA | 2310 | 53514023225 | 89
394-0006 | F294 3F/230V/3Ph/cCSAus/(294-0006) | EA | 2310 | 53514023232 | 89
394-0007 | J294 3F/200-208V/3Ph/cCSAus/(294-0007) | EA | 2320 | 53514023249 | 89
394-0008 | J294 3F/25'Cd/200-208V/3Ph/cCSAus | EA | 2270 | 53514023256 | 91
394-0009 | E294 3F/50'Cd/230V/1Ph/CSA/(294-0029) | EA | 2300 | 53514023263 | 98
394-0010 | E294 3F/25'Cd/230V/1Ph/CSA | EA | 2150 | 53514023270 | 91
394-0011 | I294 3F/200-208V/1Ph/cCSAus/(294-0010) | EA | 2110 | 53514023287 | 89
394-0012 | G294 3F/25'Cd/460V/3Ph/cCSAus | EA | 2360 | 53514025410 | 91
394-0013 | I294 3F/35'Cd/200-208V/1Ph/cCSAus | EA | 2100 | 53514027681 | 94
394-0014 | H294 3F/200-208V/1Ph/cCSAus/(294-0009) | EA | 2260 | 53514029159 | 90
394-0015 | G294 3F/50'Cd/460V/3Ph/cCSAus | EA | 2380 | 53514029951 | 98
394-0016 | D294 3F/50'Cd/230V/1Ph/cCSAus | EA | 2410 | 53514030339 | 99
394-0017 | BA294 3F/575V/3Ph/cCSAus | EA | 2310 | 53514030735 | 89
394-0018 | E294 3F/35'Cd/230V/1Ph/CSA | EA | 2190 | 53514030964 | 94
394-0019 | E294 3F/230V/1Ph/Wo Plug/CSA | EA | 2090 | 53514033453 | 89
394-0021 | J294 3F/50'Cd/200-208V/3Ph/cCSAus/(294-0013) | EA | 2470 | 53514049942 | 98
394-0022 | H294 3F/35'Cd/200-208V/1Ph/cCSAus | EA | 2380 | 53514065683 | 95
394-0024 | I294 3F/25'Cd/200-208V/1Ph/cCSAus | EA | 2070 | 53514092849 | 92
394-0026 | D294 3F/35'Cd/230V/1Ph/cCSAus | EA | 2350 | 53514100216 | 99
394-0027 | FX294 3F/230V/3Ph/Ex Pr | EA | 4380 | 53514112332 | 120
394-0028 | JX294 3F/200V/3Ph/Ex Pr | EA | 4290 | 53514120429 | 121
394-0029 | EX294 3F/230V/1Ph/Ex Pr | EA | 4100 | 53514122881 | 122
394-0030 | F294 3F/25'Cd/230V/3Ph/cCSAus | EA | 2360 | 53514136451 | 92
394-0031 | IX294 3F/200-208V/1Ph/Ex Pr | EA | 4230 | 53514171780 | 122
394-0032 | J294 3F/35'Cd/200-208V/3Ph/cCSAus | EA | 2330 | 53514186340 | 92
394-0033 | GX294 3F/50'Cd/460V/3Ph/Ex Pr | EA | 4680 | 53514191795 | 130
394-0034 | GX294 3F/460V/3Ph/Ex Pr | EA | 4380 | 53514195717 | 119
394-0035 | EX294 3F/25'Cd/230V/1Ph/Ex Pr | EA | 4210 | 53514203221 | 123
394-0036 | G294 3F/35'Cd/460V/3Ph/cCSAus | EA | 2320 | 53514211257 | 92
394-0037 | I294 3F/50'Cd/200-208V/1Ph/cCSAus | EA | 2120 | 53514211325 | 94
394-0038 | JX294 3F/35'CD/200V/3Ph/Ex Pr | EA | 4480 | 53514242015 | 121
394-0042 | F294 3F/50'Cd/230V/3Ph/cCSAus | EA | 2380 | 53514304034 | 94
394-0043 | EX294 3F/50'Cd/230V/1Ph/Ex Pr | EA | 4290 | 53514331658 | 124
394-0046 | BA294 3F/50'Cd/575V/3Ph/cCSAus | EA | 2440 | 53514358327 | 89
394-0048 | IX294 3F/50'Cd/200-208V/1Ph/Ex Pr | EA | 4300 | 53514364106 | 122
394-0049 | BAX294 3F/50'Cd/575V/3Ph/Ex Pr | EA | 4760 | 53514370664 | 121
394-0050 | JX294 3F/25'CD/200V/3Ph/Ex Pr | EA | 4370 | 53514371258 | 121
394-0053 | JX294 3F/50'Cd/200-208V/3Ph/Ex Pr | EA | 4630 | 53514388751 | 122
394-0054 | FX294 3F/50'Cd/230V/3Ph/Ex Pr | EA | 4680 | 53514394035 | 120
394-0057 | E294 3F/230V/1Ph/CSA/Bronze Impeller | EA | 2260 | 53514444839 | 89
394-0058 | F294 3F/35'Cd/230V/3Ph/cCSAus/(294-0084) | EA | 2380 | 53514452292 | 91
394-0059 | FX294 3F/25'Cd/230V/3Ph/Ex Pr | EA | 4420 | 53514463700 | 120
394-0061 | H294 3F/50'Cd/200-208V/1Ph/cCSAus | EA | 2260 | 53514492670 | 92
395-0003 | D295 3F/230V/1Ph/CSA/(295-0003) | EA | 2330 | 53514023294 | 92
395-0004 | E295 3F/230V/1Ph/CSA/(295-0004) | EA | 2190 | 53514023300 | 91
395-0006 | F295 3F/230V/3Ph/cCSAus/(295-0008) | EA | 2440 | 53514023324 | 91
395-0007 | G295 3F/460V/3Ph/cCSAus/(295-0009) | EA | 2320 | 53514023331 | 91
395-0008 | J295 3F/200-208V/3Ph/cCSAus/(295-0010) | EA | 2330 | 53514023348 | 91
395-0009 | H295 3F/200-208V/1Ph/cCSAus | EA | 2260 | 53514023355 | 92
395-0010 | I295 3F/200-208V/1Ph/cCSAus/(295-0012) | EA | 2170 | 53514023362 | 91
395-0011 | G295 3F/50'Cd/460V/3Ph/cCSAus | EA | 2390 | 53514023379 | 100
395-0012 | E295 3F/50'Cd/230V/1Ph/CSA | EA | 2290 | 53514023386 | 100
395-0014 | BA295 3F/575V/3Ph/cCSAus | EA | 2330 | 53514029746 | 91
395-0015 | E295 3F/230V/1Ph/W-O Plug/CSA | EA | 2140 | 53514033460 | 91
395-0016 | G295 3F/25'Cd/460V/3Ph/cCSAus | EA | 2370 | 53514041526 | 93
395-0017 | J295 3F/50'Cd/200-208V/3Ph/cCSAus | EA | 2430 | 53514042004 | 100
395-0018 | J295 3F/35'Cd/200-208V/3Ph/cCSAus | EA | 2340 | 53514049294 | 94
395-0019 | G295 3F/35'Cd/460V/3Ph/cCSAus | EA | 2340 | 53514049935 | 96
395-0020 | J295 3F/25'Cd/200-208V/3Ph/cCSAus | EA | 2290 | 53514060428 | 91
395-0022 | H295 3F/25'Cd/200-208V/1Ph/cCSAus | EA | 2290 | 53514082161 | 94
395-0023 | E295 3F/25'Cd/230V/1Ph/CSA | EA | 2200 | 53514082659 | 94
395-0024 | D295 3F/35'Cd/230V/1Ph/CSA | EA | 2360 | 53514083212 | 97
395-0025 | D295 3F/50'Cd/230V/1Ph/CSA | EA | 2430 | 53514096625 | 102
395-0027 | F295 3F/35'Cd/230V/3Ph/cCSAus | EA | 2450 | 53514100964 | 103
395-0028 | WD295 3F/230V/1Ph/(295-0040) | EA | 2450 | 53514101152 | 91
395-0029 | F295 3F/50'Cd/230V/3Ph/cCSAus | EA | 2530 | 53514110130 | 106
395-0030 | GX295 3F/460V/3Ph/Ex Pr | EA | 4390 | 53514122898 | 122
395-0031 | H295 3F/35'Cd/200-208V/1Ph/cCSAus | EA | 2350 | 53514124724 | 90
395-0032 | D295 3F/25'Cd/230V/1Ph/CSA | EA | 2340 | 53514126797 | 94
395-0033 | E295 3F/35'Cd/230V/1Ph/CSA/(295-0028) | EA | 2290 | 53514141417 | 99
395-0034 | GX295 3F/50'Cd/460V/3Ph/Ex Pr | EA | 4690 | 53514144869 | 125
395-0036 | F295 3F/25'Cd/230V/3Ph/cCSAus | EA | 2390 | 53514161835 | 102
395-0037 | H295 3F/50'Cd/200-208V/1Ph/cCSAus | EA | 2450 | 53514177621 | 89
395-0038 | I295 3F/50'Cd/200-208V/1Ph/cCSAus | EA | 2310 | 53514178109 | 102
395-0039 | WD295 3F/35'Cd/230V/1Ph | EA | 2470 | 53514179014 | 90
395-0040 | GX295 3F/35'Cd/460V/3Ph/Ex Pr | EA | 4540 | 53514199302 | 122
395-0041 | JX295 3F/35'Cd/200-208V/3Ph/Ex Pr | EA | 4450 | 53514256043 | 121
395-0043 | IX295 3F/200-208V/1Ph/Ex Pr | EA | 4400 | 53514313913 | 121
395-0045 | FX295 3F/35'Cd/230V/3Ph/Ex Pr | EA | 4540 | 53514351113 | 121
395-0046 | EX295 3F/35'Cord/230V/1Ph/Ex Pr | EA | 4320 | 53514361501 | 121
395-0047 | BA295 3F/50'Cd/575V/3Ph/cCSAus | EA | 2450 | 53514363697 | 92
395-0048 | BA295 3F/35'Cd/575V/3Ph/cCSAus | EA | 2400 | 53514364564 | 92
395-0051 | JX295 3F/50'Cd/200-208V/3Ph/Ex Pr | EA | 4610 | 53514386429 | 122
395-0054 | BAX295 3F/35'Cd/575V/3Ph/Ex Pr | EA | 4620 | 53514429188 | 121
395-0056 | EX295 3F/50'Cd/230V/1Ph/Ex Pr | EA | 4360 | 53514434762 | 126
395-0057 | G295 3F/460V/3Ph/cCSAus/Br Impeller | EA | 2470 | 53514436674 | 91
395-0058 | WD295 3F/50'Cd/230V/1Ph | EA | 2560 | 53514447502 | 90
395-0059 | BAX295 3F/50'Cd/575V/3Ph/Ex Pr | EA | 4770 | 53514450946 | 121
395-0060 | BA295 3F/575V/3Ph/cCSAus/Br Impeller | EA | 2530 | 53514465186 | 91
395-0062 | JX295 3F/200-208V/3Ph/Ex Pr | EA | 4330 | 53514466220 | 121
395-0063 | I295 3F/35'Cd/200-208V/1Ph/cCSAus | EA | 2210 | 53514467524 | 102
395-0065 | IX295 3F/35'Cd/200-208V/1Ph/Ex Pr | EA | 4530 | 53514481087 | 121
404-0004 | E404 230V/1Ph/cCSAus | EA | 2940 | 53514091439 | 136
404-0005 | F404 230V/3Ph/cCSAus | EA | 3070 | 53514091446 | 136
404-0006 | G404 460V/3Ph/cCSAus | EA | 3060 | 53514091453 | 136
404-0007 | I404 200-208V/1Ph/cCSAus | EA | 2990 | 53514091460 | 136
404-0008 | J404 200-208V/3Ph/cCSAus | EA | 3070 | 53514091477 | 136
404-0010 | WD404 230V/1Ph/cCSAus | EA | 3080 | 53514091491 | 138
404-0011 | E404 35'Cd/230V/1Ph/cCSAus | EA | 3070 | 53514104870 | 139
404-0012 | J404 35'Cd/200-208V/3Ph/cCSAus | EA | 3190 | 53514105228 | 139
404-0013 | IX404 200-208V/1Ph/Ex Pr | EA | 6060 | 53514109165 | 175
404-0014 | EX404 230V/1Ph/Ex Pr | EA | 6020 | 53514109172 | 175
404-0015 | JX404 200-208V/3Ph/Ex Pr | EA | 6160 | 53514109202 | 175
404-0016 | FX404 230V/3Ph/Ex Pr | EA | 6150 | 53514109219 | 175
404-0017 | GX404 460V/3Ph/Ex Pr | EA | 6150 | 53514109226 | 175
404-0019 | J404 50'Cd/200-208V/3Ph/cCSAus | EA | 3230 | 53514143787 | 142
404-0020 | F404 25'Cd/230V/3Ph/cCSAus | EA | 3170 | 53514156954 | 139
404-0021 | G404 25'Cd/460V/3Ph/cCSAus | EA | 3170 | 53514192006 | 137
404-0022 | F404 35'Cd/230V/3Ph/cCSAus | EA | 3190 | 53514195274 | 140
404-0023 | EX404 50'Cd/230V/1Ph/Ex Pr | EA | 6190 | 53514209032 | 178
404-0024 | WD404 50' Cord/230V/1Ph/cCSAus | EA | 3250 | 53514218485 | 138
404-0025 | WD404 35' Cord/230V/1Ph/cCSAus | EA | 3210 | 53514221928 | 138
404-0026 | G404 50'Cd/460V/3Ph/cCSAus | EA | 3220 | 53514246761 | 137
404-0027 | JX404 50'Cd/200-208V/3Ph/Ex Pr | EA | 6340 | 53514252779 | 178
404-0028 | I404 50'Cd/200-208V/1Ph/cCSAus | EA | 3160 | 53514279073 | 138
404-0031 | E404 50'Cd/230V/1Ph/cCSAus | EA | 3110 | 53514310387 | 140
404-0032 | GX404 50'Cd/460V/3Ph/Ex Pr | EA | 6330 | 53514313920 | 178
404-0033 | G404 35'Cd/460V/3Ph/cCSAus | EA | 3180 | 53514341305 | 135
404-0034 | EX404 35'Cd/230V/1Ph/Ex Pr | EA | 6140 | 53514364663 | 178
404-0035 | EX404 25'Cd/230V/1Ph/Ex Pr | EA | 6130 | 53514381073 | 178
404-0036 | I404 35'Cd/200-208V/1Ph/cCSAus | EA | 3110 | 53514389864 | 138
404-0037 | FX404 50'Cd/230V/3Ph/Ex Pr | EA | 6330 | 53514426064 | 175
405-0004 | E405 230V/1Ph/CSA | EA | 3420 | 53514025588 | 136
405-0006 | I405 200-208V/1Ph/cCSAus | EA | 3460 | 53514025601 | 136
405-0007 | J405 200-208V/3Ph/cCSAus | EA | 3540 | 53514025618 | 136
405-0008 | F405 230V/3Ph/cCSAus | EA | 3540 | 53514025625 | 136
405-0009 | G405 460V/3Ph/cCSAus | EA | 3530 | 53514025632 | 136
405-0010 | I405 25'Cd/200-208V/1Ph/cCSAus | EA | 3570 | 53514027438 | 138
405-0011 | G405 25'Cd/460V/3Ph/cCSAus | EA | 3650 | 53514027841 | 138
405-0014 | E405 25'Cd/230V/1Ph/CSA | EA | 3530 | 53514043230 | 138
405-0015 | E405 50'Cd/230V/1Ph/CSA | EA | 3600 | 53514045746 | 146
405-0016 | J405 50'Cd/200-208V/3Ph/cCSAus | EA | 3700 | 53514048501 | 146
405-0017 | G405 50'Cd/460V/3Ph/cCSAus | EA | 3690 | 53514053932 | 148
405-0018 | F405 25'Cd/230V/3Ph/cCSAus | EA | 3650 | 53514056278 | 138
405-0019 | E405 35'Cd/230V/1Ph/CSA | EA | 3550 | 53514056469 | 141
405-0022 | I405 50'Cd/200-208V/1Ph/cCSAus | EA | 3630 | 53514081720 | 146
405-0023 | WD405 230V/1Ph/CSA | EA | 3500 | 53514090111 | 139
405-0024 | J405 25'Cd/200-208V/3Ph/cCSAus | EA | 3650 | 53514100735 | 138
405-0025 | WD405 35'Cd/230V/1Ph/CSA | EA | 3630 | 53514105020 | 140
405-0026 | G405 35'Cd/460V/3Ph/cCSAus | EA | 3650 | 53514105129 | 146
405-0027 | IX405 200-208V/1Ph/Ex Pr | EA | 7050 | 53514109189 | 175
405-0028 | EX405 230V/1Ph/Ex Pr | EA | 7010 | 53514109196 | 175
405-0029 | JX405 200-208V/3Ph/Ex Pr | EA | 7140 | 53514109240 | 175
405-0030 | FX405 230V/3Ph/Ex Pr | EA | 7140 | 53514109257 | 175
405-0031 | GX405 460V/3Ph/Ex Pr | EA | 7140 | 53514109264 | 175
405-0033 | WD405 50'Cd/230V/1Ph/CSA | EA | 3680 | 53514115982 | 140
405-0036 | J405 35'Cd/200-208V/3Ph/cCSAus | EA | 3660 | 53514194581 | 143
405-0038 | EX405 50'Cd/230V/1Ph/Ex Pr | EA | 7180 | 53514208912 | 178
405-0040 | I405 35'Cd/200-208V/1Ph/cCSAus | EA | 3580 | 53514232771 | 138
405-0041 | JX405 50'CD/200-208V/3Ph/Ex Pr | EA | 7320 | 53514239213 | 178
405-0042 | EX405 35'Cd/230V/1Ph/Ex Pr | EA | 7140 | 53514259006 | 177
405-0043 | F405 35'Cd/230V/3Ph/cCSAus | EA | 3660 | 53514270575 | 138
405-0044 | F405 50'Cd/230V/3Ph/cCSAus | EA | 3710 | 53514280833 | 140
405-0047 | EX405 25'Cd/230V/1Ph/Ex Pr | EA | 7120 | 53514322502 | 177
405-0048 | GX405 50'Cd/460V/3Ph/Ex Pr | EA | 7320 | 53514476786 | 175
4140-0002 | N4140 115V/1Ph/DS/cCSAus | EA | 1390 | 53514057824 | 65
4140-0004 | E4140 230V/1Ph/Dbl Sl/cCSAus | EA | 1270 | 53514062583 | 65
4140-0007 | BN4140 115V/1Ph/Dbl Sl/Pb15'/cCSAus | EA | 1310 | 53514077440 | 66
4140-0008 | BE4140 230V/1Ph/DS/Pb15'/cCSAus | EA | 1410 | 53514105860 | 66
4140-0009 | N4140 25'Cd/115V/1Ph/DS/cCSAus | EA | 1200 | 53514105921 | 66
4140-0010 | E4140 25'Cd/230V/1Ph/DS/cCSAus | EA | 1280 | 53514183608 | 66
4140-0011 | E4140 50'Cd/230V/1Ph/DS/cCSAus | EA | 1330 | 53514204051 | 68
4140-0012 | E4140 35'Cd/230V/1Ph/DS/cCSAus | EA | 1300 | 53514255121 | 66
4140-0015 | N4140 35'Cd/115V/1Ph/DS/cCSAus | EA | 1290 | 53514343644 | 66
4140-0016 | BN4140 35'Cd/115V/1Ph/Dbl Sl/Pb35'/cCSAus | EA | 1420 | 53514449766 | 66
4145-0002 | N4145 115V/1Ph/60Hz/DS/HH Centrifugal/cCSAus | EA | 1300 | 53514217556 | 63
4145-0004 | E4145 230V/1Ph/Dbl Sl/HHCentrifugal/cCSAus | EA | 1370 | 53514317263 | 63
4145-0005 | BN4145 115V/1Ph/60Hz/Dbl Sl/HHCentrifugal/cCSAus | EA | 1410 | 53514238377 | 64
4145-0009 | N4145 35'Cd/115V/1Ph/60Hz/DS/HH Centrifugal/cCSAus | EA | 1400 | 53514355470 | 67
4145-0010 | BN4145 35'Cds/115V/1Ph/60Hz/Dbl Sl/HH Centrifugal/cCSAus | EA | 1520 | 53514469603 | 65
4161-0002 | N4161 115V/1Ph/DS/cCSAus | EA | 2110 | 53514050412 | 89
4161-0004 | E4161 230V/1Ph/DS/cCSAus | EA | 2010 | 53514050429 | 89
4161-0005 | I4161 200-208V/1Ph/DS/cCSAus | EA | 2070 | 53514050436 | 89
4161-0006 | J4161 200-208V/3Ph/DS/cCSAus | EA | 2080 | 53514050443 | 89
4161-0007 | F4161 230V/3Ph/cCSAus/DS | EA | 2100 | 53514050450 | 89
4161-0008 | G4161 460V/3Ph/DS/cCSAus | EA | 2100 | 53514050467 | 89
4161-0017 | G4161 50'Cd/460V/3Ph/DS/cCSAus | EA | 2230 | 53514098384 | 98
4161-0018 | N4161 25'Cd/115V/1Ph/DS/cCSAus | EA | 2180 | 53514117436 | 89
4161-0019 | N4161 35'Cd/115V/1Ph/DS/cCSAus | EA | 2210 | 53514126735 | 89
4161-0022 | G4161 35'Cd/460V/3Ph/DS/cCSAus | EA | 2170 | 53514169565 | 100
4161-0024 | N4161 50'Cd/115V/1Ph/DS/cCSAus | EA | 2430 | 53514189402 | 93
4161-0025 | E4161 50'Cd/230V/1Ph/DS/cCSAus | EA | 2150 | 53514193973 | 92
4161-0026 | E4161 25'Cd/230V/1Ph/DS/cCSAus | EA | 2070 | 53514200220 | 91
4161-0028 | F4161 35'Cd/230V/3Ph/DS/cCSAus | EA | 2180 | 53514287276 | 90
4161-0030 | E4161 35'Cd/230V/1Ph/DS/cCSAus | EA | 2200 | 53514364946 | 91
4161-0032 | J4161 50'Cd/200-208V/3Ph/DS/cCSAus | EA | 2200 | 53514472412 | 90
4163-0002 | N4163 115V/1Ph/DS/cCSAus | EA | 2100 | 53514050535 | 89
4163-0004 | E4163 230V/1Ph/Dbl Sl/cCSAus | EA | 2000 | 53514050542 | 89
4163-0005 | I4163 200-208V/1Ph/DS/cCSAus | EA | 2060 | 53514050559 | 89
4163-0006 | J4163 200-208V/3Ph/DS/cCSAus | EA | 2070 | 53514050566 | 89
4163-0007 | F4163 230V/3Ph/DS/cCSAus | EA | 2100 | 53514050573 | 89
4163-0008 | G4163 460V/3Ph/DS/cCSAus | EA | 2100 | 53514050580 | 89
4163-0015 | N4163 50'Cd/115V/1Ph/DS/cCSAus | EA | 2420 | 53514060855 | 98
4163-0020 | G4163 35'Cd/460V/3Ph/DS/cCSAus | EA | 2170 | 53514127695 | 92
4163-0022 | N4163 25'Cd/115V/1Ph/DS/cCSAus | EA | 2170 | 53514185909 | 93
4163-0023 | E4163 50'Cd/230V/1Ph/DS/cCSAus | EA | 2150 | 53514248390 | 92
4163-0024 | G4163 50'CD/460V/3PH/DS/cCSAus | EA | 2220 | 53514258481 | 89
4163-0025 | BA4163 575V/3Ph/DS/cCSAus | EA | 2080 | 53514271992 | 89
4163-0026 | F4163 35'Cd/230V/3Ph/DS/cCSAus | EA | 2170 | 53514321581 | 90
4163-0028 | J4163 35'Cd/200-208V/3Ph/DS/cCSAus | EA | 2150 | 53514418908 | 90
4165-0004 | E4165 230V/1Ph/Dbl Sl/cCSAus | EA | 2250 | 53514050658 | 89
4165-0005 | I4165 200-208V/1Ph/DS/cCSAus | EA | 2190 | 53514050665 | 89
4165-0006 | J4165 200-208V/3Ph/DS/cCSAus | EA | 2350 | 53514050672 | 89
4165-0007 | F4165 230V/3Ph/DS/cCSAus | EA | 2380 | 53514050689 | 89
4165-0008 | G4165 460V/3Ph/DS/cCSAus | EA | 2380 | 53514050696 | 89
4165-0015 | G4165 50'Cd/460V/3Ph/DS/cCSAus | EA | 2500 | 53514095604 | 98
4165-0016 | I4165 35'Cd/200-208V/1Ph/DS/cCSAus | EA | 2270 | 53514175429 | 91
4165-0017 | E4165 35'Cd/230V/1Ph/DS/cCSAus | EA | 2350 | 53514196004 | 90
4165-0018 | G4165 25'Cd/460V/3Ph/DS/cCSAus | EA | 2490 | 53514210717 | 98
4165-0020 | J4165 35'Cd/200-208V/3Ph/DS/cCSAus | EA | 2420 | 53514305178 | 91
4165-0021 | I4165 50'Cd/200-208V/1Ph/DS/cCSAus | EA | 2300 | 53514309732 | 93
4165-0022 | BA4165 575V/3Ph/DS/cCSAus | EA | 2530 | 53514360443 | 89
4165-0023 | J4165 50'Cd/200-208V/3Ph/DS/cCSAus | EA | 2470 | 53514362423 | 91
4165-0025 | E4165 50'Cd/230V/1Ph/DS/cCSAus | EA | 2390 | 53514451202 | 90
4185-0004 | E4185 230V/1Ph/DS/cCSAus | EA | 2220 | 53514050757 | 92
4185-0005 | I4185 200-208V/1Ph/DS/cCSAus | EA | 2160 | 53514050764 | 92
4185-0006 | J4185 200-208V/3Ph/DS/cCSAus | EA | 2320 | 53514050771 | 92
4185-0007 | F4185 230V/3Ph/DS/cCSAus | EA | 2350 | 53514050788 | 92
4185-0008 | G4185 460V/3Ph/DS/cCSAus | EA | 2350 | 53514050795 | 92
4185-0014 | J4185 50'Cd/200-208V/3Ph/DS/cCSAus | EA | 2440 | 53514258320 | 93
4185-0015 | E4185 35'Cd/230V/1Ph/Dbl Sl/cCSAus | EA | 2320 | 53514339760 | 92
4185-0017 | G4185 50'Cd/460V/3Ph/DS/cCSAus | EA | 2470 | 53514358563 | 95
4185-0019 | I4185 50'Cd/200-208V/1Ph/DS/cCSAus | EA | 2300 | 53514418380 | 92
4186-0004 | E4186 230V/1Ph/DS/CSA | EA | 2430 | 53514050856 | 97
4186-0005 | F4186 230V/3Ph/DS/cCSAus | EA | 2650 | 53514050863 | 97
4186-0006 | G4186 460V/3Ph/DS/cCSAus | EA | 2650 | 53514050870 | 97
4186-0010 | J4186 200-208V/3Ph/DS/cCSAus | EA | 2660 | 53514206987 | 97
4186-0011 | G4186 35'Cd/460V/3Ph/DS/cCSAus | EA | 2720 | 53514312312 | 97
4186-0012 | E4186 35'Cd/230V/1Ph/Dbl Sl/CSA | EA | 2530 | 53514337599 | 98
4186-0013 | BA4186 575V/3Ph/DS/cCSAus | EA | 2710 | 53514358211 | 97
4186-0014 | I4186 200-208V/1Ph/DS/cCSAus | EA | 2380 | 53514423254 | 97
4186-0016 | I4186 50'Cd/200-208V/1Ph/DS/cCSAus | EA | 2510 | 53514497231 | 97
4188-0004 | E4188 230V/1Ph/Dbl Sl/CSA | EA | 2570 | 53514050917 | 97
4188-0005 | I4188 200-208V/1Ph/DS/cCSAus | EA | 2540 | 53514050924 | 97
4188-0006 | J4188 200-208V/3Ph/DS/cCSAus | EA | 2790 | 53514050931 | 97
4188-0007 | F4188 230V/3Ph/DS/cCSAus | EA | 2780 | 53514050948 | 97
4188-0008 | G4188 460V/3Ph/DS/cCSAus | EA | 2780 | 53514050955 | 97
4188-0014 | J4188 35'Cd/200-208V/3Ph/DS/cCSAus | EA | 2860 | 53514079499 | 101
4188-0015 | G4188 35'Cd/460V/3Ph/DS/cCSAus | EA | 2850 | 53514084059 | 97
4188-0017 | E4188 35'Cd/230V/1Ph/DS/CSA | EA | 2660 | 53514174330 | 100
4188-0020 | E4188 25'Cd/230V/1Ph/DS/CSA | EA | 2630 | 53514205515 | 98
4188-0022 | I4188 35'Cd/200-208V/1Ph/DS/cCSAus | EA | 2550 | 53514333409 | 97
4188-0023 | F4188 35'Cd/230V/3Ph/DS/cCSAus | EA | 2860 | 53514337575 | 98
4188-0024 | E4188 50'Cd/230V/1Ph/DS/CSA | EA | 2710 | 53514345242 | 101
4188-0025 | I4188 25'Cd/200-208V/1Ph/DS/cCSAus | EA | 2520 | 53514413958 | 97
4188-0026 | BA4188 575V/3Ph/DS/cCSAus | EA | 2840 | 53514432409 | 97
4189-0004 | E4189 230V/1Ph/DS/CSA | EA | 2460 | 53514051013 | 97
4189-0006 | I4189 200-208V/1Ph/DS/cCSAus | EA | 2480 | 53514051037 | 97
4189-0007 | J4189 200-208V/3Ph/DS/cCSAus | EA | 2670 | 53514051044 | 97
4189-0008 | F4189 230V/3Ph/DS/cCSAus | EA | 2770 | 53514051051 | 97
4189-0009 | G4189 460V/3Ph/DS/cCSAus | EA | 2660 | 53514051068 | 97
4189-0016 | BA4189 575V/3Ph/2Hp/DS/cCSAus | EA | 2720 | 53514060787 | 97
4189-0017 | E4189 35'Cd/230V/1Ph/DS/CSA | EA | 2560 | 53514064846 | 102
4189-0018 | E4189 25'Cd/230V/1Ph/DS/CSA | EA | 2540 | 53514064921 | 99
4189-0019 | E4189 50'Cd/230V/1Ph/DS/CSA | EA | 2620 | 53514067625 | 107
4189-0020 | G4189 50'Cd/460V/3Ph/DS/cCSAus | EA | 2780 | 53514079857 | 106
4189-0023 | I4189 35'Cd/200-208V/1Ph/DS/cCSAus | EA | 2600 | 53514179311 | 100
4189-0025 | J4189 50'Cd/200-208V/3Ph/DS/cCSAus | EA | 2820 | 53514243135 | 98
4189-0026 | G4189 35'Cd/460V/3Ph/DS/cCSAus | EA | 2730 | 53514277505 | 105
4189-0027 | G4189 25'Cd/460V/3Ph/DS/cCSAus | EA | 2760 | 53514311445 | 105
4189-0028 | F4189 35'CD/230V/3Ph/DS/cCSAus | EA | 2840 | 53514321598 | 97
4189-0029 | I4189 25'Cd/200-208V/1Ph/DS/cCSAus | EA | 2590 | 53514330811 | 99
42-0007 | N42 115V/1Ph/9'Cd/cCSAus | EA | 251 | 53514086619 | 9
42-0008 | N42 115V/1Ph/20'Cd/cCSAus | EA | 310 | 53514086626 | 8.3
4261-0002 | N4161 2F/115V/1Ph/DS/cCSAus/(4161-0002) | EA | 2160 | 53514061715 | 92
4261-0004 | E4161 2F/230V/1Ph/cCSAus/(4161-0004) | EA | 2060 | 53514077457 | 90
4261-0005 | J4161 2F/200-208V/3Ph/DS/cCSAus/(4161-0006) | EA | 2130 | 53514062743 | 92
4261-0007 | G4161 2F/460V/3Ph/Dbl Sl/cCSAus/(4161-0008) | EA | 2160 | 53514071448 | 92
4261-0008 | I4161 2F/25'Cd/200-208V/1Ph/DS/cCSAus/(4161-0021) | EA | 2120 | 53514143367 | 92
4261-0009 | J4161 2F/25'Cd/200-208V/3Ph/DS/cCSAus/(4161-0023) | EA | 2240 | 53514174477 | 94
4261-0010 | I4161 2F/200-208V/1Ph/DS/cCSAus/(4161-0005) | EA | 2120 | 53514181437 | 91
4261-0011 | G4161 2F/25'Cd/460V/3Ph/DS/cCSAus/(4161-0020) | EA | 2260 | 53514259259 | 98
4261-0012 | N4161 2F/25'Cd/115V/1Ph/DS/cCSAus/(4161-0018) | EA | 2230 | 53514260729 | 89
4261-0013 | G4161 2F/50'Cd/460V/3Ph/DS/cCSAus/(4161-0017) | EA | 2280 | 53514315337 | 101
4261-0014 | G4161 2F/35'Cd/460V/3Ph/DS/cCSAus/(4161-0022) | EA | 2230 | 53514332464 | 98
4261-0015 | N4161 2F/35'Cd/115V/1Ph/DS/cCSAus/(4161-0019) | EA | 2270 | 53514342258 | 90
4261-0017 | E4161 2F/35'Cd/230V/1Ph/cCSAus/(4161-0030) | EA | 2150 | 53514364953 | 91
4261-0018 | F4161 2F/230V/3Ph/cCSAus/(4161-0007) | EA | 2160 | 53514453459 | 90
4263-0002 | N4163 2F/115V/1Ph/DS/cCSAus/(4163-0002) | EA | 2160 | 53514068035 | 88
4263-0004 | E4163 2F/230V/1Ph/Dbl Sl/cCSAus/(4163-0004) | EA | 2050 | 53514070038 | 92
4263-0005 | I4163 2F/200-208V/1Ph/DS/cCSAus/(4163-0005) | EA | 2110 | 53514057961 | 92
4263-0006 | G4163 2F/460V/3Ph/DS/cCSAus/(4163-0008) | EA | 2150 | 53514071998 | 88
4263-0008 | J4163 2F/200-208V/3Ph/DS/cCSAus/(4163-0006) | EA | 2130 | 53514094300 | 91
4263-0009 | N4163 2F/115V/1Ph/DS/ED/(4163-0019) | EA | 2190 | 53514122799 | 88
4263-0010 | J4163 2F/25'Cd/200-208V/3Ph/DS/cCSAus/(4163-0021) | EA | 2230 | 53514172114 | 91
4263-0011 | E4163 2F/35'Cd/230V/1Ph/DS/cCSAus/(4163-0018) | EA | 2150 | 53514374136 | 92
4263-0012 | I4163 2F/25'Cd/200-208V/1Ph/DS/cCSAus/(4163-0012) | EA | 2120 | 53514376208 | 92
4263-0013 | N4163 2F/25'Cd/115V/1Ph/DS/cCSAus/(4163-0022) | EA | 2220 | 53514482312 | 88
4265-0004 | E4165 2F/230V/1Ph/Dbl Sl/cCSAus/(4165-0004) | EA | 2310 | 53514059972 | 91
4265-0005 | J4165 2F/200-208V/3Ph/DS/cCSAus/(4165-0006) | EA | 2400 | 53514063092 | 92
4265-0007 | G4165 2F/460V/3Ph/DS/cCSAus/(4165-0008) | EA | 2430 | 53514142056 | 91
4265-0008 | I4165 2F/25' Cord/208-200V/1Ph/DS/cCSAus/4165-0019) | EA | 2320 | 53514227708 | 92
4265-0009 | I4165 2F/200-208V/1Ph/Dbl Sl/cCSAus/(4165-0005) | EA | 2240 | 53514279899 | 91
4265-0010 | J4165 50'Cd/2F/200-208V/3Ph/DS/cCSAus/(4165-0023) | EA | 2530 | 53514362430 | 92
4265-0011 | G4165 25'Cd/2F/460V/3Ph/DS/cCSAus/(4165-0018) | EA | 2540 | 53514427061 | 91
4270-0002 | N4270 115V/1Ph/DS/cCSAus | EA | 1180 | 53514057831 | 73
4270-0004 | E4270 230V/1Ph/Dbl Sl/cCSAus | EA | 1330 | 53514062606 | 73
4270-0010 | N4270 35' Cd/115V/1Ph/DS/cCSAus | EA | 1260 | 53514315450 | 73
4270-0012 | E4270 35'Cd/230V/1Ph/DS/cCSAus | EA | 1410 | 53514378349 | 73
4270-0013 | N4270 115V/1Ph/DS/cCSAus/Bronze Impeller | EA | 1300 | 53514438302 | 73
4270-0014 | E4270 50'Cd/230V/1Ph/DS/cCSAus | EA | 1450 | 53514451219 | 73
4282-0002 | N4282 2F/115V/1Ph/DS/cCSAus | EA | 1960 | 53514051143 | 88
4282-0004 | E4282 2F/230V/1Ph/DS/cCSAus | EA | 1930 | 53514051167 | 88
4282-0005 | I4282 2F/200-208V/1Ph/DS/cCSAus | EA | 1950 | 53514051181 | 88
4282-0006 | J4282 2F/200-208V/3Ph/DS/cCSAus | EA | 2040 | 53514051204 | 88
4282-0007 | F4282 2F/230V/3Ph/DS/cCSAus | EA | 2040 | 53514051228 | 88
4282-0008 | G4282 2F/460V/3Ph/DS/cCSAus | EA | 2040 | 53514051242 | 88
4282-0016 | N4282 2F/25'Cd/115V/1Ph/DS/cCSAus | EA | 1990 | 53514069360 | 91
4282-0017 | J4282 2F/35'Cd/200-208V/3Ph/DS/cCSAus | EA | 2120 | 53514072933 | 93
4282-0020 | G4282 2F/35'Cd/460V/3Ph/DS/cCSAus | EA | 2120 | 53514092542 | 94
4282-0021 | E4282 2F/25'Cd/230V/1Ph/DS/cCSAus | EA | 1960 | 53514092962 | 88
4282-0022 | F4282 2F/25'Cd/230V/3Ph/DS/cCSAus | EA | 2160 | 53514098964 | 91
4282-0023 | I4282 2F/50'Cd/200-208V/1Ph/DS/cCSAus | EA | 2050 | 53514143343 | 94
4282-0024 | I4282 2F/35'Cd/200-208V/1Ph/DS/cCSAus | EA | 2000 | 53514143503 | 94
4282-0026 | N4282 2F/35'Cd/115V/1Ph/DS/cCSAus | EA | 2100 | 53514164041 | 93
4282-0027 | E4282 2F/35'Cd/230V/1Ph/DS/cCSAus | EA | 2070 | 53514181345 | 89
4282-0028 | N4282 2F/50'Cd/115V/1Ph/DS/cCSAus | EA | 2200 | 53514184094 | 97
4282-0029 | I4282 2F/25'Cd/200-208V/1Ph/DS/cCSAus | EA | 1980 | 53514189914 | 93
4282-0030 | J4282 2F/25'Cd/200-208V/3Ph/DS/cCSAus | EA | 2160 | 53514242312 | 93
4282-0031 | E4282 2F/50'Cd/230V/1Ph/DS/cCSAus | EA | 2120 | 53514247911 | 89
4282-0032 | G4282 2F/25'Cd/460V/3Ph/DS/cCSAus | EA | 2140 | 53514256227 | 94
4282-0033 | BA4282 2F/575V/3Ph/DS/cCSAus/(150835) | EA | 2080 | 53514272074 | 88
4282-0034 | F4282 2F/35'Cd/230V/3Ph/DS/cCSAus | EA | 2120 | 53514313708 | 91
4282-0036 | J4282 2F/50'Cd/200-208V/3Ph/DS/cCSAus | EA | 2180 | 53514478483 | 94
4284-0004 | E4284 2F/230V/1Ph/DS/cCSAus | EA | 2060 | 53514051396 | 91
4284-0005 | I4284 2F/200-208V/1Ph/DS/cCSAus | EA | 2070 | 53514051419 | 91
4284-0006 | J4284 2F/200-208V/3Ph/DS/cCSAus | EA | 2080 | 53514051433 | 91
4284-0007 | F4284 2F/230V/3Ph/DS/cCSAus | EA | 2080 | 53514051457 | 91
4284-0008 | G4284 2F/460V/3Ph/DS/cCSAus | EA | 2080 | 53514051792 | 91
4284-0014 | F4284 2F/25'Cd/230V/3Ph/DS/cCSAus | EA | 2190 | 53514058845 | 93
4284-0016 | E4284 2F/25'Cd/230V/1Ph/DS/cCSAus | EA | 2080 | 53514066673 | 93
4284-0019 | F4284 2F/35'Cd/230V/3Ph/DS/cCSAus | EA | 2150 | 53514088934 | 96
4284-0020 | I4284 2F/50'Cd/200-208V/1Ph/DS/cCSAus | EA | 2190 | 53514097486 | 99
4284-0021 | J4284 2F/25'Cd/200-208V/3Ph/DS/cCSAus | EA | 2190 | 53514104450 | 93
4284-0022 | G4284 2F/25'Cd/460V/3Ph/DS/cCSAus | EA | 2200 | 53514128692 | 94
4284-0024 | J4284 2F/50'Cd/200-208V/3Ph/DS/cCSAus | EA | 2230 | 53514184506 | 91
4284-0026 | F4284 2F/50'Cd/230V/3Ph/DS/cCSAus | EA | 2230 | 53514202460 | 98
4284-0027 | G4284 2F/50'Cd/460V/3Ph/DS/cCSAus | EA | 2230 | 53514214531 | 94
4284-0028 | J4284 2F/35'Cd/200-208V/3Ph/DS/cCSAus | EA | 2200 | 53514222024 | 94
4284-0030 | E4284 2F/35'Cd/230V/1Ph/DS/cCSAus | EA | 2190 | 53514325879 | 94
4284-0031 | I4284 2F/25'Cd/200-208V/1Ph/DS/cCSAus | EA | 2120 | 53514351274 | 98
4285-0004 | E4185 2F/230V/1Ph/DS/cCSAus/(4185-0004) | EA | 2270 | 53514100278 | 92
4285-0005 | G4185 2F/460V/3Ph/DS/cCSAus/(4185-0008) | EA | 2400 | 53514150853 | 93
4285-0006 | J4185 2F/50'Cd/200-208V/3Ph/DS/cCSAus/(4185-0014) | EA | 2500 | 53514258344 | 93
4285-0007 | J4185 2F/200-208V/3Ph/DS/cCSAus/(4185-0006) | EA | 2370 | 53514265878 | 91
4285-0008 | F4185 2F/230V/3Ph/DS/cCSAus/(4185-0007) | EA | 2410 | 53514369170 | 91
4285-0011 | G4185 2F/35'Cd/460V/3Ph/DS/cCSAus/(4185-0021) | EA | 2480 | 53514464318 | 93
4286-0004 | E4186 2F/230V/1Ph/DS/CSA/(4186-0004) | EA | 2490 | 53514078638 | 96
4286-0006 | E4186 35'Cd/2F/230V/1Ph/DS/CSA/(4186-0012) | EA | 2590 | 53514337605 | 98
4286-0007 | G4186 2F/460V/3Ph/DS/cCSAus/(4186-0006) | EA | 2700 | 53514385866 | 97
4286-0008 | F4186 35'Cd/2F/230V/3Ph/DS/CSA/(4186-0015) | EA | 2780 | 53514485757 | 98
4288-0004 | E4188 2F/230V/1Ph/DS/CSA/(4188-0004) | EA | 2620 | 53514093013 | 98
4288-0005 | J4188 2F/200-208V/3Ph/DS/cCSAus/(4188-0006) | EA | 2850 | 53514060381 | 96
4288-0006 | J4188 2F/35'Cd/200V/3Ph/DS/cCSAus/(4188-0014) | EA | 2910 | 53514079505 | 100
4288-0007 | G4188 2F/35'Cd/460V/3Ph/DS/cCSAus/(4188-0015) | EA | 2910 | 53514084066 | 96
4288-0008 | G4188 2F/460V/3Ph/DS/cCSAus/(4188-0008) | EA | 2840 | 53514084004 | 96
4288-0009 | J4188 2F/50'Cd/200V/3Ph/DS/cCSAus/(4188-0016) | EA | 3000 | 53514096748 | 104
4288-0010 | I4188 2F/200-208V/1Ph/DS/cCSAus/(4188-0005) | EA | 2590 | 53514100483 | 98
4288-0012 | J4188 2F/25'Cd/200V/3Ph/DS/cCSAus/(4188-0018) | EA | 2860 | 53514177614 | 100
4288-0013 | G4188 2F/25'Cd/460V/3Ph/DS/cCSAus/(4188-0019) | EA | 2940 | 53514204471 | 96
4288-0014 | G4188 2F/50'Cd/460V/3Ph/DS/cCSAus/(4188-0021) | EA | 2960 | 53514206192 | 99
4288-0015 | I4188 2F/25'Cd/200-208V/1Ph/DS/cCSAus/(4188-0025) | EA | 2570 | 53514413972 | 98
4289-0004 | E4189 2F/230V/1Ph/DS/CSA(4189-0004) | EA | 2520 | 53514079871 | 101
4289-0005 | G4189 2F/460V/3Ph/DS/cCSAus/(4189-0009) | EA | 2710 | 53514058821 | 96
4289-0006 | BA4189 2F/575V/3Ph/2Hp/DS/cCSAus/(4189-0016) | EA | 2770 | 53514060794 | 96
4289-0007 | J4189 2F/200-208V/3Ph/DS/cCSAus/(4189-0007) | EA | 2720 | 53514063061 | 96
4289-0008 | E4189 2F/35'Cd/230V/1Ph/DS/CSA(4189-0017) | EA | 2620 | 53514069131 | 101
4289-0010 | G4189 2F/50'Cd/460V/3Ph/DS/cCSAus/(4189-0020) | EA | 2830 | 53514079864 | 105
4289-0011 | J4189 2F/25'Cd/200-208V/3P/DS/cCSAus/(4189-0022) | EA | 2730 | 53514112301 | 98
4289-0012 | J4189 2F/35'Cd/200-208V/3P/DS/cCSAus/(4189-0024) | EA | 2790 | 53514233051 | 99
4289-0013 | G4189 2F/25'Cd/460V/3Ph/DS/cCSAus/(4189-0027) | EA | 2820 | 53514311452 | 105
4289-0014 | I4189 2F/200-208V/1Ph/DS/cCSAus/(4189-0006) | EA | 2540 | 53514333454 | 96
4289-0015 | F4189 2F/35'Cd/230V/3Ph/DS/cCSAus/(4189-0028) | EA | 2830 | 53514351366 | 98
4289-0016 | G4189 2F/35'Cd/460V/3Ph/DS/cCSAus/(4189-0026) | EA | 2780 | 53514484248 | 100
4289-0017 | I4189 2F/50'Cd/200-208V/1Ph/DS/cCSAus/(4189-0031) | EA | 2700 | 53514485146 | 100
4290-0004 | E4290 2F/230V/1Ph/DS/Wo Plug | EA | 3040 | 53514054960 | 102
4290-0005 | F4290 2F/230V/3Ph/DS | EA | 3190 | 53514064426 | 102
4290-0006 | G4290 2F/460V/3Ph/DS | EA | 3190 | 53514064433 | 102
4290-0008 | I4290 2F/200-208V/1Ph/DS | EA | 3100 | 53514064440 | 102
4290-0009 | J4290 2F/200-208V/3Ph/DS | EA | 3190 | 53514064457 | 102
4290-0010 | BA4290 2F/575V/3P/Dbl Sl | EA | 3260 | 53514064464 | 102
4291-0004 | E4291 2F/230V/1Ph/DS/Wo Plug | EA | 3500 | 53514064525 | 104
4291-0005 | F4291 2F/230V/3Ph/DS | EA | 3630 | 53514064532 | 104
4291-0006 | G4291 2F/460V/3Ph/DS | EA | 3630 | 53514064549 | 104
4291-0008 | I4291 2F/200-208V/1Ph/DS | EA | 3540 | 53514064556 | 104
4291-0009 | J4291 2F/200-208V/3Ph/DS | EA | 3630 | 53514064563 | 104
4291-0010 | BA4291 2F/575V/3P/Dbl Sl | EA | 3680 | 53514064570 | 104
4291-0020 | E4291 2F/50'CD/230V/1Ph/DS | EA | 3650 | 53514484255 | 104
4292-0002 | N4292 2F/115V/1Ph/DS/CSA | EA | 2110 | 53514051914 | 95
4292-0004 | E4292 2F/230V/1Ph/DS/cCSAus | EA | 2020 | 53514353261 | 95
4292-0007 | N4292 2F/35'Cd/115V/1Ph/DS/CSA | EA | 2140 | 53514164034 | 100
4292-0008 | N4292 2F/50'Cd/115V/1Ph/DS/CSA | EA | 2430 | 53514184124 | 100
4292-0009 | BA4292 2F/575V/3Ph/DS/cCSAus | EA | 2100 | 53514272098 | 95
4292-0010 | BA4292 2F/35'Cd/575V/3Ph/DS/cCSAus | EA | 2180 | 53514330347 | 96
4292-0012 | J4292 2F/200-208V/3Ph/DS/cCSAus | EA | 2100 | 53514341886 | 95
4292-0013 | F4292 2F/230V/3Ph/DS/cCSAus | EA | 2130 | 53514341909 | 95
4292-0014 | G4292 2F/460V/3Ph/DS/cCSAus | EA | 2120 | 53514341923 | 95
4292-0015 | I4292 2F/200V/1Ph/DS/cCSAus | EA | 2070 | 53514347154 | 95
4292-0016 | E4292 2F/50'Cd/230V/1Ph/DS/cCSAus | EA | 2320 | 53514431525 | 95
4292-0017 | N4292 2F/25'Cd/115V/1Ph/DS/CSA | EA | 2130 | 53514446208 | 100
4292-0018 | E4292 2F/230V/1Ph/DS/cCSAus/Bronze Impeller | EA | 2270 | 53514453176 | 95
4292-0019 | J4292 2F/50'Cd/200-208V/3Ph/DS/cCSAus | EA | 2220 | 53514458195 | 95
4292-0020 | G4292 2F/50'Cd/460V/3Ph/DS/cCSAus | EA | 2250 | 53514460150 | 95
4292-0021 | G4292 2F/460V/3Ph/DS/cCSAus/Bronze Impeller | EA | 2350 | 53514460877 | 95
4292-0022 | F4292 2F/50'Cd/230V/3Ph/DS/cCSAus | EA | 2250 | 53514463397 | 95
4292-0024 | BA4292 2F/50'Cd/575V/3Ph/DS/cCSAus | EA | 2230 | 53514482664 | 96
4292-0025 | E4292 2F/35'Cd/230V/1Ph/DS/cCSAus | EA | 2270 | 53514484361 | 95
4293-0004 | E4293 2F/230V/1Ph/DS/cCSAus | EA | 2140 | 53514051952 | 96
4293-0005 | I4293 2F/200-208V/1Ph/DS/cCSAus | EA | 2080 | 53514051990 | 96
4293-0006 | J4293 2F/200-208V/3Ph/DS/cCSAus | EA | 2230 | 53514052539 | 96
4293-0007 | F4293 2F/230V/3Ph/DS/cCSAus | EA | 2260 | 53514052553 | 96
4293-0008 | G4293 2F/460V/3Ph/DS/cCSAus | EA | 2260 | 53514052577 | 96
4293-0014 | E4293 2F/50'Cd/230V/1Ph/DS/cCSAus | EA | 2290 | 53514087982 | 105
4293-0015 | G4293 2F/50'Cd/460V/3Ph/DS/cCSAus | EA | 2380 | 53514104498 | 105
4293-0016 | G4293 2F/35'Cd/460V/3Ph/DS/cCSAus | EA | 2330 | 53514111137 | 97
4293-0017 | J4293 2F/25'Cd/200-208V/3P/DS/cCSAus | EA | 2340 | 53514143381 | 101
4293-0018 | F4293 2F/50'Cd/230V/3P/DS/cCSAus | EA | 2390 | 53514153069 | 105
4293-0020 | G4293 2F/25'Cd/460V/3Ph/DS/cCSAus | EA | 2370 | 53514194628 | 96
4293-0021 | E4293 2F/25'Cd/230V/1Ph/DS/cCSAus | EA | 2210 | 53514285661 | 105
4293-0022 | E4293 2F/35'Cd/230V/1Ph/DS/cCSAus | EA | 2240 | 53514350000 | 105
4293-0023 | J4293 2F/35'Cd/200-208V/3P/DS/cCSAus | EA | 2300 | 53514364502 | 103
4293-0025 | I4293 2F/50'Cd/200-208V/1Ph/DS/cCSAus | EA | 2210 | 53514425968 | 96
4293-0027 | E4293 2F/230V/1Ph/DS/cCSAus/Bronze Impeller | EA | 2280 | 53514477158 | 96
4293-0028 | G4293 2F/460V/3Ph/DS/cCSAus/Bronze Impeller | EA | 2400 | 53514484934 | 96
4294-0004 | E4294 2F/230V/1Ph/DS/CSA | EA | 2470 | 53514052782 | 96
4294-0005 | I4294 2F/200-208V/1Ph/DS/cCSAus | EA | 2440 | 53514052805 | 96
4294-0006 | J4294 2F/200-208V/3Ph/DS/cCSAus | EA | 2700 | 53514052829 | 96
4294-0007 | F4294 2F/230V/3Ph/DS/cCSAus | EA | 2690 | 53514052843 | 96
4294-0008 | G4294 2F/460V/3Ph/DS/cCSAus | EA | 2680 | 53514052867 | 96
4294-0015 | G4294 2F/25'Cd/460V/3Ph/DS/cCSAus | EA | 2790 | 53514082673 | 98
4294-0016 | E4294 2F/35'Cd/230V/1Ph/DS/CSA | EA | 2570 | 53514139339 | 98
4294-0017 | I4294 2F/50'Cd/200-208V/1Ph/DS/cCSAus | EA | 2500 | 53514172077 | 96
4294-0018 | E4294 2F/50'Cd/230V/1Ph/DS/CSA | EA | 2620 | 53514185350 | 98
4294-0021 | G4294 2F/35'Cd/460V/3Ph/DS/cCSAus | EA | 2760 | 53514211875 | 98
4294-0022 | E4294 2F/25'Cd/230V/1Ph/DS/CSA | EA | 2530 | 53514256609 | 95
4294-0023 | BA4294 2F/575V/3Ph/DS/cCSAus | EA | 2750 | 53514259976 | 96
4294-0024 | J4294 2F/25'Cd/200-208V/3Ph/DS/cCSAus | EA | 2710 | 53514271336 | 98
4294-0025 | J4294 2F/35'Cd/200-208V/3Ph/DS/cCSAus | EA | 2760 | 53514315016 | 96
4294-0027 | F4294 2F/35'Cd/230V/3Ph/DS/cCSAus | EA | 2760 | 53514354640 | 96
4294-0031 | G4294 2F/50'Cd/460V/3Ph/DS/cCSAus | EA | 2810 | 53514485887 | 97
4295-0004 | E4295 2F/230V/1Ph/DS/CSA | EA | 2520 | 53514052980 | 99
4295-0006 | I4295 2F/200-208V/1Ph/DS/cCSAus | EA | 2500 | 53514053024 | 99
4295-0007 | J4295 2F/200-208V/3Ph/DS/cCSAus | EA | 2710 | 53514053048 | 99
4295-0008 | F4295 2F/230V/3Ph/DS/cCSAus | EA | 2810 | 53514053062 | 99
4295-0009 | G4295 2F/460V/3Ph/DS/cCSAus | EA | 2700 | 53514053086 | 99
4295-0016 | J4295 2F/35'Cd/200-208V/3Ph/DS/cCSAus | EA | 2780 | 53514061111 | 101
4295-0017 | E4295 2F/35'Cd/230V/1Ph/DS/CSA | EA | 2620 | 53514062095 | 101
4295-0018 | E4295 2F/230V/1Ph/DS/Wo Plug/CSA | EA | 2520 | 53514079581 | 99
4295-0019 | F4295 2F/35'Cd/230V/3Ph/DS/cCSAus | EA | 2880 | 53514080228 | 104
4295-0020 | G4295 2F/25'Cd/460V/3Ph/DS/cCSAus | EA | 2800 | 53514089108 | 96
4295-0022 | BA4295 2F/575V/3Ph/DS/cCSAus | EA | 2760 | 53514136758 | 96
4295-0023 | F4295 2F/25'Cd/230V/3Ph/DS/cCSAus | EA | 2820 | 53514211943 | 100
4295-0024 | G4295 2F/35'Cd/460V/3Ph/DS/cCSAus | EA | 2770 | 53514212186 | 97
4295-0025 | E4295 2F/50'Cd/230V/1Ph/DS/CSA | EA | 2670 | 53514236786 | 102
4295-0026 | E4295 2F/25'Cd/230V/1Ph/DS/CSA | EA | 2580 | 53514273293 | 101
4295-0027 | F4295 2F/50'Cd/230V/3Ph/DS/cCSAus | EA | 2970 | 53514330316 | 107
4295-0028 | I4295 2F/50'Cd/200-208V/1Ph/DS/cCSAus | EA | 2690 | 53514388478 | 101
4295-0029 | E4295 2F/230V/1Ph/DS/CSA/Bronze Impeller | EA | 2710 | 53514426934 | 99
4295-0030 | G4295 2F/50'Cd/460V/3Ph/DS/cCSAus | EA | 2820 | 53514452629 | 99.5
4295-0031 | I4295 2F/200-208V/1Ph/DS/cCSAus/Bronze Impeller | EA | 2690 | 53514491192 | 99
4361-0002 | N4161 3F/115V/1Ph/DS/cCSAus/(4161-0002) | EA | 2190 | 53514086916 | 92
4361-0004 | E4161 3F/230V/1Ph/cCSAus/(4161-0004) | EA | 2080 | 53514163181 | 90
4361-0007 | G4161 3F/50'Cd/460V/3Ph/DS/cCSAus/(4161-0017) | EA | 2300 | 53514098391 | 101
4361-0008 | G4161 3F/25'Cd/460V/3Ph/DS/cCSAus/(4161-0020) | EA | 2290 | 53514136772 | 101
4361-0009 | G4161 3F/460V/3Ph/DS/cCSAus/(4161-0008) | EA | 2180 | 53514173203 | 98
4361-0010 | J4161 3F/200-208V/3Ph/DS/cCSAus/(4161-0006) | EA | 2160 | 53514193980 | 92
4363-0005 | E4163 3F/35'Cd/230V/1Ph/DS/cCSAus/(4163-0018) | EA | 2170 | 53514099701 | 92
4363-0006 | G4163 3F/460V/3Ph/DS/cCSAus/(4163-0008) | EA | 2170 | 53514127879 | 88
4363-0007 | J4163 3F/230V/3Ph/DS/cCSAus/(4163-0006) | EA | 2150 | 53514191108 | 88
4363-0008 | N4163 3F/115V/1Ph/DS/cCSAus/(4163-0002) | EA | 2180 | 53514229276 | 88
4365-0004 | E4165 3F/230V/1Ph/DS/cCSAus/(4165-0004) | EA | 2330 | 53514086909 | 91
4365-0005 | G4165 3F/50'Cd/460V/3Ph/DS/cCSAus/(4165-0015) | EA | 2580 | 53514098278 | 98
4365-0006 | G4165 3F/460V/3Ph/DS/cCSAus/(4165-0008) | EA | 2460 | 53514121822 | 98
4365-0007 | G4165 3F/50'Cd/460V/3Ph/DS/cCSAus/(4165-0015) | EA | 2570 | 53514210748 | 99
4365-0008 | J4165 3F/200-208V/3Ph/DS/cCSAus/(4165-0006) | EA | 2430 | 53514327026 | 92
4365-0009 | I4165 3F/200-208V/1Ph/Dbl Sl/cCSAus/(4165-0005) | EA | 2270 | 53514380595 | 91
4382-0002 | N4282 3F/115V/1PH/DS/cCSAus/(4282-0002) | EA | 2040 | 53514056421 | 89
4382-0004 | E4282 3F/230V/1Ph/DS/cCSAus | EA | 1960 | 53514064242 | 88
4382-0005 | G4282 3F/460V/3Ph/DS/cCSAus | EA | 2060 | 53514071387 | 88
4382-0006 | J4282 3F/200-208V/3Ph/DS/cCSAus/(4282-0006) | EA | 2120 | 53514071417 | 88
4382-0007 | F4282 3F/230V/3Ph/DS/cCSAus | EA | 2060 | 53514076542 | 88
4382-0008 | I4282 3F/200-208V/1Ph/DS/cCSAus | EA | 1970 | 53514084622 | 89
4382-0009 | I4282 3F/35'Cd/200-208V/1Ph/DS/cCSAus | EA | 2030 | 53514179571 | 91
4382-0010 | N4282 3F/35'Cd/115V/1Ph/DS/cCSAus | EA | 2120 | 53514184100 | 95
4382-0011 | G4282 3F/25'Cd/460V/3Ph/DS/cCSAus | EA | 2170 | 53514190668 | 91
4382-0012 | J4282 3F/25'Cd/200-208V/3Ph/DS/cCSAus | EA | 2180 | 53514242374 | 88
4382-0013 | E4282 3F/25'Cd/230V/1Ph/DS/cCSAus | EA | 1990 | 53514270315 | 88
4382-0014 | N4282 3F/25'Cd/115V/1Ph/DS/cCSAus | EA | 2020 | 53514288839 | 94
4382-0015 | J4282 3F/50'Cd/200-208V/3Ph/DS/cCSAus | EA | 2200 | 53514352349 | 94
4382-0016 | G4282 3F/50'Cd/460V/3Ph/DS/cCSAus | EA | 2200 | 53514462437 | 94
4382-0017 | E4282 3F/50'Cd/230V/1Ph/DS/cCSAus | EA | 2150 | 53514470975 | 89
4384-0004 | E4284 3F/230V/1Ph/DS/cCSAus | EA | 2080 | 53514057985 | 91
4384-0005 | G4284 3F/460V/3Ph/DS/cCSAus/(4284-0008) | EA | 2160 | 53514058265 | 91
4384-0006 | J4284 3F/200-208V/3Ph/DS/cCSAus/(4284-0006) | EA | 2090 | 53514058760 | 91
4384-0011 | F4284 3F/230V/3Ph/DS/cCSAus | EA | 2090 | 53514085643 | 91
4384-0013 | J4284 3F/35'Cd/200-208V/3Ph/DS/cCSAus | EA | 2200 | 53514106256 | 94
4384-0014 | I4284 3F/200-208V/1Ph/DS/cCSAus | EA | 2100 | 53514110123 | 92
4384-0015 | G4284 3F/50'Cd/460V/3Ph/DS/cCSAus | EA | 2240 | 53514112417 | 95
4384-0016 | F4284 3F/25'Cd/230V/3Ph//DS/cCSAus | EA | 2210 | 53514120610 | 90
4384-0017 | G4284 3F/25'Cd/460V/3Ph/DS/cCSAus | EA | 2220 | 53514136116 | 95
4384-0018 | E4284 3F/35'Cd/230V/1Ph/DS/cCSAus | EA | 2220 | 53514140885 | 94
4384-0019 | J4284 3F/50'Cd/200-208V/3Ph/DS/cCSAus | EA | 2230 | 53514174989 | 96
4384-0020 | F4284 3F/50'Cd/230V/3Ph/DS/cCSAus | EA | 2230 | 53514229191 | 98
4384-0021 | J4284 3F/25'Cd/200-208V/3Ph/DS/cCSAus | EA | 2190 | 53514242473 | 94
4384-0022 | E4284 3F/25'Cd/230V/1Ph/DS/cCSAus | EA | 2110 | 53514284084 | 93
4384-0023 | I4284 3F/25'Cd/200-208V/1Ph/DS/cCSAus | EA | 2140 | 53514288495 | 98
4384-0024 | F4284 3F/35'Cd/230V/3Ph/DS/cCSAus | EA | 2200 | 53514313173 | 96
4384-0025 | E4284 3F/50'Cd/230V/1Ph/DS/cCSAus | EA | 2260 | 53514358983 | 94
4384-0026 | I4284 3F/35'Cd/200-208V/1Ph/DS/cCSAus | EA | 2170 | 53514382575 | 98
4384-0027 | I4284 3F/50'Cd/200-208V/1Ph/DS/cCSAus/(4284-0020) | EA | 2270 | 53514454173 | 99
4385-0005 | J4185 3F/200-208V/3Ph/DS/cCSAus/(4185-0006) | EA | 2400 | 53514098940 | 91
4386-0004 | E4186 3F/230V/1Ph/DS/CSA/(4186-0004) | EA | 2510 | 53514265960 | 96
4386-0005 | G4186 3F/460V/3Ph/DS/cCSAus/(4186-0006) | EA | 2730 | 53514363482 | 97
4386-0006 | G4186 3F/35'Cd/460V/3Ph/DS/cCSAus/(4186-0011) | EA | 2800 | 53514475147 | 97
4388-0004 | E4188 3F/230V/1Ph/DS/CSA/(4188-0004) | EA | 2650 | 53514084349 | 99
4388-0005 | J4188 3F/200-208V/3Ph/DS/cCSAus/(4188-0006) | EA | 2870 | 53514068844 | 97
4388-0007 | F4188 3F/230V/3Ph/DS/cCSAus/(4188-0007) | EA | 2860 | 53514094522 | 97
4388-0008 | G4188 3F/460V/3Ph/DS/cCSAus(4188-0008) | EA | 2860 | 53514103057 | 99
4388-0009 | I4188 3F/200-208V/1Ph/DS/cCSAus/(4188-0005) | EA | 2620 | 53514306793 | 98
4388-0010 | F4188 3F/35'Cd/230V/3Ph/DS/cCSAus/(4188-0023) | EA | 2930 | 53514337582 | 98
4388-0011 | J4188 3F/25'Cd/200V/3Ph/DS/cCSAus/(4188-0018) | EA | 2880 | 53514343224 | 100
4388-0012 | J4188 3F/35'Cd/200V/3Ph/DS/cCSAus/(4188-0014) | EA | 2940 | 53514364908 | 100
4388-0013 | J4188 3F/50'Cd/200V/3Ph/DS/cCSAus/(4188-0016) | EA | 3020 | 53514441005 | 100
4388-0014 | I4188 3F/50'Cd//200-208V/1Ph/DS/cCSAus/(4188-0027) | EA | 2680 | 53514490416 | 98
4389-0004 | E4189 3F/230V/1Ph/DS/CSA/(4189-0004) | EA | 2540 | 53514079734 | 100
4389-0007 | E4189 3F/35'Cd/230V/1Ph/DS/CSA(4189-0017) | EA | 2640 | 53514064853 | 105
4389-0008 | E4189 3F/50'Cd/230V/1Ph/DS/CSA(4189-0019) | EA | 2700 | 53514069148 | 107
4389-0010 | J4189 3F/200-208V/3Ph/DS/cCSAus/(4189-0007) | EA | 2750 | 53514112349 | 97
4389-0011 | G4189 3F/460V/3Ph/DS/cCSAus/(4189-0009) | EA | 2740 | 53514174712 | 97
4389-0012 | G4189 3F/35'Cd/460V/3Ph/DS/cCSAus/(4189-0026) | EA | 2810 | 53514309725 | 100
4389-0013 | F4189 3F/230V/3Ph/DS/cCSAus/(4189-0008) | EA | 2850 | 53514338275 | 98
4389-0014 | G4189 3F/50'Cd/460V/3Ph/DS/cCSAus/(4189-0020) | EA | 2860 | 53514414610 | 106
4389-0015 | F4189 3F/25'Cd/230V/3Ph/DS/cCSAus/(4189-0030) | EA | 2860 | 53514454104 | 98
4390-0004 | E4290 3F/230V/1Ph/DS/(009348) | EA | 3050 | 53514054977 | 102
4390-0005 | F4290 3F/230V/3Ph/DS/(011008) | EA | 3200 | 53514064471 | 102
4390-0006 | G4290 3F/460V/3Ph/DS/(011009) | EA | 3200 | 53514064488 | 102
4390-0008 | I4290 3F/200-208V/1Ph/DS/(011010) | EA | 3100 | 53514064495 | 102
4390-0009 | J4290 3F/200-208V/3Ph/DS/(011011) | EA | 3190 | 53514064501 | 102
4390-0010 | BA4290 3F/575V/3P/Dbl Sl/(011012) | EA | 3260 | 53514064518 | 102
4391-0004 | E4291 3F/230V/1Ph/DS/Wo Plug/(4291-0004) | EA | 3500 | 53514064587 | 104
4391-0005 | F4291 3F/230V/3Ph/DS/(011014) | EA | 3630 | 53514064594 | 104
4391-0006 | G4291 3F/460V/3Ph/DS/(011015) | EA | 3630 | 53514064600 | 104
4391-0008 | I4291 3F/200-208V/1Ph/DS/(011016) | EA | 3540 | 53514064617 | 104
4391-0009 | J4291 3F/200-208V/3Ph/DS/(011017) | EA | 3630 | 53514064624 | 104
4391-0010 | BA4291 3F/575V/3P/Dbl Sl/(011018) | EA | 3680 | 53514064631 | 104
4391-0013 | E4291 3F/50'CD/230V/1Ph/DS | EA | 3660 | 53514475055 | 104
4392-0002 | N4292 3F/115V/1Ph/DS/CSA | EA | 2130 | 53514061296 | 95
4392-0006 | N4292 3F/35'Cd/115V/1Ph/DS/CSA | EA | 2160 | 53514180799 | 98
4392-0007 | N4292 3F/50'Cd/115V/1Ph/DS/CSA | EA | 2450 | 53514229696 | 98
4392-0008 | F4292 3F/230V/3Ph/DS/cCSAus | EA | 2150 | 53514355616 | 95
4392-0009 | G4292 3F/460V/3Ph/DS/cCSAus | EA | 2150 | 53514361006 | 95
4392-0010 | J4292 3F/50'Cd/200-208V/3Ph/DS/cCSAus | EA | 2250 | 53514363864 | 95
4392-0011 | J4292 3F/200-208V/3Ph/DS/cCSAus | EA | 2150 | 53514412708 | 95
4392-0012 | J4292 3F/25'Cd/200-208V/3Ph/DS/cCSAus | EA | 2160 | 53514476243 | 95
4392-0013 | N4292 3F/115V/1Ph/DS/CSA/Bronze Impeller | EA | 2380 | 53514477707 | 95
4393-0004 | E4293 3F/230V/1Ph/DS/cCSAus | EA | 2170 | 53514078133 | 96
4393-0005 | J4293 3F/200-208V/3Ph/DS/cCSAus/(4293-0006) | EA | 2310 | 53514057442 | 96
4393-0006 | G4293 3F/460V/3Ph/DS/cCSAus/(4293-0008) | EA | 2340 | 53514069124 | 96
4393-0008 | G4293 3F/35'Cd/460V/3Ph/DS/cCSAus | EA | 2360 | 53514072995 | 97
4393-0009 | I4293 3F/35'Cd/200-208V/1Ph/DS/cCSAus | EA | 2140 | 53514141967 | 99
4393-0010 | F4293 3F/230V/3Ph/DS/cCSAus | EA | 2290 | 53514190828 | 98
4393-0011 | I4293 3F/200-208V/1Ph/DS/cCSAus | EA | 2110 | 53514325190 | 96
4393-0012 | E4293 3F/50'Cd/230V/1Ph/DS/cCSAus | EA | 2310 | 53514352585 | 105
4393-0013 | F4293 3F/25'Cd/230V/3Ph/DS/cCSAus | EA | 2400 | 53514361891 | 98
4393-0014 | J4293 3F/25'Cd/200-208V/3Ph/DS/cCSAus | EA | 2330 | 53514365745 | 96
4393-0017 | I4293 3F/50'Cd/200-208V/1Ph/DS/cCSAus | EA | 2180 | 53514473068 | 96
4393-0018 | J4293 3F/50'Cd/200-208V/3P/DS/cCSAus | EA | 2380 | 53514487515 | 103
4394-0005 | I4294 3F/200-208V/1Ph/DS/cCSAus | EA | 2470 | 53514056940 | 97
4394-0006 | J4294 3F/200-208V/3Ph/DS/cCSAus/(4294-0006) | EA | 2770 | 53514058401 | 96
4394-0008 | E4294 3F/230V/1Ph/DS/CSA/(4294-0004) | EA | 2550 | 53514072322 | 96
4394-0009 | G4294 3F/460V/3Ph/DS/cCSAus/(4294-0008) | EA | 2760 | 53514077198 | 96
4394-0012 | E4294 3F/25'Cd/230V/1Ph/DS/CSA | EA | 2550 | 53514102289 | 95
4394-0013 | F4294 3F/230V/3Ph/DS/cCSAus | EA | 2710 | 53514121341 | 96
4394-0014 | J4294 3F/25'Cd/200-208V/3Ph/DS/cCSAus | EA | 2730 | 53514175726 | 98
4394-0015 | G4294 3F/25'Cd/460V/3Ph/DS/cCSAus | EA | 2820 | 53514186470 | 97
4394-0016 | E4294 3F/50'Cd/230V/1Ph/DS/CSA | EA | 2650 | 53514230012 | 98
4394-0017 | I4294 3F/50'Cd/200-208V/1Ph/DS/cCSAus | EA | 2530 | 53514266080 | 97
4394-0019 | J4294 3F/50'Cd/200-208V/3Ph/DS/cCSAus | EA | 2870 | 53514361280 | 98
4394-0020 | E4294 3F/35'Cd/230V/1Ph/DS/CSA | EA | 2590 | 53514365677 | 98
4394-0021 | G4294 3F/50'Cd/460V/3Ph/DS/cCSAus | EA | 2830 | 53514370961 | 97
4394-0022 | F4294 3F/35'Cd/230V/3Ph/DS/cCSAus | EA | 2780 | 53514384739 | 96
4394-0023 | E4294 3F/230V/1Ph/DS/CSA/Bronze Impeller | EA | 2660 | 53514430368 | 96
4394-0024 | F4294 3F/50'Cd/230V/3Ph/DS/cCSAus | EA | 2830 | 53514441494 | 96
4394-0025 | I4294 3F/35'Cd/200-208V/1Ph/DS/cCSAus | EA | 2480 | 53514470869 | 96
4394-0026 | J4294 3F/35'Cd/200-208V/3Ph/DS/cCSAus | EA | 2790 | 53514472320 | 96
4395-0004 | E4295 3F/230V/1Ph/DS/CSA/(4295-0004) | EA | 2590 | 53514085490 | 101
4395-0006 | J4295 3F/35'Cd/200-208V/3Ph/DS/cCSAus | EA | 2800 | 53514058630 | 99
4395-0007 | G4295 3F/460V/3Ph/DS/cCSAus/(4295-0009) | EA | 2770 | 53514061074 | 99
4395-0009 | J4295 3F/200-208V/3Ph/DS/cCSAus/(4295-0007) | EA | 2790 | 53514077396 | 99
4395-0010 | F4295 3F/230V/3Ph/DS/cCSAus | EA | 2840 | 53514077501 | 98
4395-0013 | E4295 3F/25'Cd/230V/1Ph/DS/CSA | EA | 2600 | 53514091378 | 101
4395-0014 | I4295 3F/200-208V/1Ph/DS/cCSAus | EA | 2520 | 53514092153 | 99
4395-0015 | F4295 3F/25'Cd/230V/3Ph/DS/cCSAus | EA | 2850 | 53514176433 | 105
4395-0017 | F4295 3F/35'Cd/230V/3Ph/DS/cCSAus | EA | 2910 | 53514186913 | 104
4395-0018 | F4295 3F/50'Cd/230V/3Ph/DS/cCSAus | EA | 2990 | 53514201289 | 107
4395-0019 | G4295 3F/25'Cd/460V/3Ph/DS/cCSAus | EA | 2830 | 53514211226 | 99.5
4395-0020 | E4295 3F/50'Cd/230V/1Ph/DS/CSA | EA | 2700 | 53514229979 | 102
4395-0021 | G4295 3F/50'Cd/460V/3Ph/DS/cCSAus | EA | 2840 | 53514256104 | 99.5
4395-0022 | J4295 3F/25'Cd/200-208V/3Ph/DS/cCSAus | EA | 2740 | 53514264420 | 99
4395-0023 | J4295 3F/50'Cd/200-208V/3Ph/DS/cCSAus | EA | 2880 | 53514305130 | 102
4395-0024 | G4295 3F/35'Cd/460V/3Ph/DS/cCSAus | EA | 2790 | 53514306830 | 97
4395-0025 | I4295 3F/50'Cd/200-208V/1Ph/DS/cCSAus | EA | 2710 | 53514345778 | 101
4395-0027 | I4295 3F/25'Cd/200-208V/1Ph/DS/cCSAus | EA | 2550 | 53514484835 | 99
4395-0030 | J4295 3F/200-208V/3Ph/DS/cCSAus/Bronze Impeller | EA | 2930 | 53514509859 | 99
44-0002 | N44 115V/1Ph/9'Cd/cCSAus | EA | 300 | 53514127626 | 7.7
44-0005 | N44 115V/1Ph/20'Cd/cCSAus | EA | 310 | 53514127633 | 8.5
44-0006 | LM44 115V/1Ph/9'Cd/Auto W-Sensor/cCSAus | EA | 380 | 53514196790 | 8.6
44-0007 | LM44 115V/1Ph/20'Cd/Autow-Sensor/cCSAus | EA | 370 | 53514196806 | 9.4
4404-0004 | E4404 230V/1Ph/DS/cCSAus | EA | 3350 | 53514091897 | 147
4404-0005 | F4404 230V/3Ph/DS/cCSAus | EA | 3480 | 53514091927 | 147
4404-0006 | G4404 460V/3Ph/DS/cCSAus | EA | 3460 | 53514091934 | 147
4404-0007 | I4404 200-208V/1Ph/DS/cCSAus | EA | 3390 | 53514091941 | 147
4404-0008 | J4404 200-208V/3Ph/DS/cCSAus | EA | 3490 | 53514091958 | 147
4404-0010 | WD4404 230V/1Ph/Dbl Sl/cCSAus | EA | 3610 | 53514091972 | 150
4404-0011 | E4404 50'Cd/230V/1Ph/DS/cCSAus | EA | 3520 | 53514111588 | 155
4404-0012 | J4404 35'Cd/200-208V/3Ph/DS/cCSAus | EA | 3610 | 53514141783 | 153
4404-0013 | F4404 25'Cd/230V/3Ph/DS/cCSAus | EA | 3580 | 53514171353 | 147
4404-0014 | E4404 35'Cd/230V/1Ph/DS/cCSAus | EA | 3470 | 53514178642 | 152
4404-0015 | E4404 25'Cd/230V/1Ph/DS/cCSAus | EA | 3460 | 53514207625 | 150
4404-0016 | J4404 50'Cd/200-208V/3Ph/DS/cCSAus | EA | 3650 | 53514300159 | 153
4404-0017 | G4404 35'Cd/460V/3Ph/DS/cCSAus | EA | 3580 | 53514342968 | 148
4404-0018 | I4404 25'Cd/200-208V/1Ph/DS/cCSAus | EA | 3500 | 53514400798 | 147
4404-0019 | I4404 50'Cd/200-208V/1Ph/DS/cCSAus | EA | 3640 | 53514454180 | 147
4404-0020 | G4404 50'Cd/460V/3Ph/DS/cCSAus | EA | 3680 | 53514460143 | 148
4405-0004 | E4405 230V/1Ph/DS/CSA | EA | 3830 | 53514053215 | 147
4405-0006 | I4405 200-208V/1Ph/DS/cCSAus | EA | 3870 | 53514053239 | 147
4405-0007 | J4405 200-208V/3Ph/DS/cCSAus | EA | 3950 | 53514053246 | 147
4405-0008 | F4405 230V/3Ph/DS/cCSAus | EA | 3950 | 53514053253 | 147
4405-0009 | G4405 460V/3Ph/DS/cCSAus | EA | 3940 | 53514053260 | 147
4405-0018 | G4405 50'Cd/460V/3Ph/DS/cCSAus | EA | 4100 | 53514064006 | 155
4405-0019 | F4405 50'Cd/230V/3Ph/DS/cCSAus | EA | 4120 | 53514069254 | 155
4405-0020 | G4405 35'Cd/460V/3Ph/DS/cCSAus | EA | 4060 | 53514076672 | 153
4405-0023 | E4405 35'Cd/230V/1Ph/DS/CSA | EA | 3960 | 53514088910 | 153
4405-0024 | WD4405 230V/1Ph/DS/CSA | EA | 4090 | 53514094690 | 150
4405-0025 | J4405 35'Cd/200-208V/3Ph/DS/cCSAus | EA | 4070 | 53514151300 | 150
4405-0026 | J4405 50'Cd/200-208V/3Ph/DS/cCSAus | EA | 4110 | 53514156916 | 153
4405-0028 | E4405 50'Cd/230V/1Ph/DS/CSA | EA | 4000 | 53514172091 | 155
4405-0029 | I4405 25'Cord/200-208V/1Ph/DS/cCSAus | EA | 3980 | 53514235369 | 147
4405-0030 | WD4405 50'Cd/230V/1Ph/DS/CSA | EA | 4270 | 53514293604 | 150
4405-0031 | G4405 25'Cd/460V/3Ph/DS/cCSAus | EA | 4050 | 53514300135 | 153
4405-0032 | E4405 25'Cd/230V/1Ph/DS/CSA | EA | 3940 | 53514318819 | 245
4405-0034 | F4405 35'Cd/230V/3Ph/DS/cCSAus | EA | 4070 | 53514359317 | 155
4405-0036 | I4405 50'Cord/200-208V/1Ph/DS/cCSAus | EA | 4040 | 53514465087 | 147
450-0005 | Pump,.5Hp/230V/7 Gpm/10-Stage/3-Wire w-Grnd/Turbine Potable Water/cCSAus | EA | 1380 | 53514215583 | 28
450-0006 | Pump,.5Hp/115V/7 Gpm/10-Stage/2-Wire w-Grnd/Turbine Potable Water/cCSAus | EA | 1420 | 53514215606 | 28
450-0007 | Pump,.5Hp/230V/7 Gpm/10-Stage/2-Wire w-Grnd/Turbine Potable Water/cCSAus | EA | 1430 | 53514215620 | 28
450-0008 | Pump,.5Hp/115V/11 Gpm/7-Stage/3-Wire w-Grnd/Turbine Potable Water/cCSAus | EA | 1420 | 53514219765 | 27
450-0009 | Pump,.5Hp/230V/11 Gpm/7-Stage/3-Wire w-Grnd/Turbine Potable Water/cCSAus | EA | 1340 | 53514219789 | 27
450-0010 | Pump,.5Hp/115V/11 Gpm/7-Stage/2-Wire w-Grnd/Turbine Potable Water/cCSAus | EA | 1510 | 53514219826 | 27
450-0011 | Pump,.5Hp/230V/11 Gpm/7-Stage/2-Wire w-Grnd/Turbine Potable Water/cCSAus | EA | 1480 | 53514219840 | 27
450-0012 | Pump,.5Hp/115V/5 Gpm/15-Stage/2-Wire w-Grnd/Turbine Potable Water/cCSAus | EA | 1540 | 53514288730 | 26.5
450-0013 | Pump,.5Hp/230V/5 Gpm/15-Stage/2-Wire w-Grnd/Turbine Potable Water/cCSAus | EA | 1340 | 53514288778 | 26.5
451-0005 | Pump,.75Hp/230V/7 Gpm/14-Stage/2-Wire w-Grnd/Turbine Potable Water/cCSAus | EA | 1540 | 53514219857 | 32
451-0006 | Pump,.75Hp/230V/11 Gpm/10-Stage/3-Wire w-Grnd/Turbine Potable Water/cCSAus | EA | 1440 | 53514219871 | 32
451-0007 | Pump,.75Hp/230V/11 Gpm/10-Stage/2-Wire w-Grnd/Turbine Potable Water/cCSAus | EA | 1620 | 53514219895 | 32
451-0008 | Pump,.75Hp/230V/5 Gpm/21-Stage/2-Wire w-Grnd/Turbine Potable Water/cCSAus | EA | 1780 | 53514288792 | 31.25
452-0005 | Pump,1Hp/230V/11 Gpm/13-Stage/3-Wire w-Grnd/Turbine Potable Water/cCSAus | EA | 1550 | 53514219918 | 36
452-0006 | Pump,1Hp/230V/11 Gpm/13-Stage/2-Wire w-Grnd/Turbine Potable Water/cCSAus | EA | 1600 | 53514219932 | 36
452-0007 | Pump,1Hp/230V/19 Gpm/9-Stage/3-Wire w-Grnd/Turbine Potable Water/cCSAus | EA | 1490 | 53514219956 | 36
452-0008 | Pump,1Hp/230V/19 Gpm/9-Stage/2-Wire w-Grnd/Turbine Potable Water/cCSAus | EA | 1660 | 53514219994 | 36
452-0009 | Pump,1Hp/230V/5 Gpm/26-Stage/2-Wire w-Grnd/Turbine Potable Water/cCSAus | EA | 1970 | 53514288815 | 35.5
460-0006 | NE460 115/230V/1Ph/.5HP/Dual Volt/Shallow Well | EA | 1000 | 53514218669 | 41
46-0002 | N46 115V/1Ph/.5Hp/9'Cd/cCSAus | EA | 550 | 53514136284 | 15
46-0005 | N46 115V/1Ph/.5Hp/20'Cd/cCSAus | EA | 570 | 53514136291 | 16
461-0006 | NE461 115/230V/1Ph/.75HP/Dual Volt/Shallow Well | EA | 1010 | 53514218683 | 43
462-0006 | NE462 115/230V/1Ph/.5HP/Dual Volt/Convertible/1.25" Inlet x .75" Discharge | EA | 870 | 53514218706 | 41
463-0006 | NE463 115/230V/1Ph/1HP/Dual Volt/Convertible/1.25" Inlet x 1" Discharge | EA | 1080 | 53514218720 | 51
49-0005 | WM49 115V/1Ph/.25Hp/MFS/cCSAus | EA | 293 | 53514180843 | 11
49-0006 | WM49 20'Cd/115V/1P/cCSAus | EA | 318 | 53514183226 | 11
5000-0001 | Filter,Pressure Eff/Sim Tech Model Stf-100A2 | EA | 1000 | 53514139186 | 8
5000-0002 | Filter,Sock 100 Micron/Sim Tech Stf-104Tn | EA | 87 | 53514139193 | 0.05
5000-0003 | Filter,Sock 600 Micron/Sim Tech Stf-104 | EA | 23 | 53514139209 | 0.5
5000-0004 | Wrench,Filter Lid/Screenremoval/Sim Tech/Stf-103 | EA | 320 | 53514139216 | 3.5
5000-0005 | Tool, Cmpr Screen Removal/Sim Tech/Stf-103B | EA | 160 | 53514139223 | 5
5000-0007 | Filter,WW4 Effluent/Clarus | EA | 325 | 53514142117 | 14
5000-0008 | Filter,Pressure Eff3"Inlet/Outlet/Stf-100A3 | EA | 1180 | 53514152154 | 8
5000-0010 | Filter,Sock 800 Mesh/1/32" 24WX20L | EA | 41 | 53514153724 | 0.5
5030-0005 | Pump,.5Hp/115V/1Ph/11Gpm/5-Stage/1.25"Disc/10'Cd/cCSAus | EA | 1390 | 53514140182 | 26
5030-0006 | Pump,.5Hp/230V/1Ph/11Gpm/5-Stage/1.25"Disc/10'Cd/cCSAus | EA | 1390 | 53514140199 | 26
5030-0007 | Pump,.5Hp/115V/1Ph/11Gpm/7-Stage/1.25"Disc/10'Cd/cCSAus | EA | 1430 | 53514140205 | 26
5030-0008 | Pump,.5Hp/230V/1Ph/11Gpm/7-Stage/1.25"Disc/10'Cd/cCSAus | EA | 1170 | 53514140212 | 26
5030-0009 | Pump,.75Hp/230/1P/11Gpm/10-Stage/1.25"Disc/10'Cd/cCSAus | EA | 1530 | 53514140229 | 30
5030-0012 | Pump,1Hp/230V/1Ph/11Gpm/13-Stage/1.25"Disc/10'Cd/cCSAus | EA | 1670 | 53514145903 | 36
5030-0014 | Pump,.5Hp/115/11Gpm/5-Stage/1.25"D/100'Cd/Check Valve/cCSAus | EA | 1740 | 53514170301 | 30
5030-0015 | Pump,.5Hp/115V/1Ph/11Gpm/5-Stage/1.25"D/100'Cd/cCSAus | EA | 1600 | 53514184605 | 30
5030-0016 | Pump,.5Hp/115V/1Ph/11Gpm/7-Stage/1.25"Disc/50'Cd/cCSAus | EA | 1460 | 53514208998 | 30
5030-0017 | Pump,.5Hp/230V/1Ph/11Gpm/5-Stage/1.25"Disc/25'Cd/cCSAus | EA | 1350 | 53514209711 | 26
5030-0018 | Pump,.5Hp/230V/1Ph/11Gpm/5-Stage/1.25"Disc/50'Cd/cCSAus | EA | 1440 | 53514209766 | 28
5030-0019 | Pump,.5Hp/230V/1Ph/11Gpm/5-Stage/1.25"Disc/100'Cd/cCSAus | EA | 1580 | 53514209773 | 30
5030-0020 | Pump,.5Hp/115V/1Ph/11Gpm/7-Stage/1.25"Disc/25'Cd/cCSAus | EA | 1350 | 53514209780 | 26
5030-0021 | Pump,.5Hp/115V/1Ph/11Gpm/7-Stage/1.25"Disc/100'Cd/cCSAus | EA | 1630 | 53514209797 | 30
5030-0022 | Pump,.5Hp/230V/1Ph/11Gpm/7-Stage/1.25"Disc/25'Cd/cCSAus | EA | 1370 | 53514209803 | 26
5030-0023 | Pump,.5Hp/230V/1Ph/11Gpm/7-Stage/1.25"Disc/50'Cd/cCSAus | EA | 1470 | 53514209810 | 28
5030-0024 | Pump,.5Hp/230V/1Ph/11Gpm/7-Stage/1.25"Disc/100'Cd/cCSAus | EA | 1610 | 53514209827 | 30
5030-0025 | Pump,.75Hp/230V/1Ph/11Gpm/10-Stage/1.25"Disc/25'Cd/cCSAus | EA | 1490 | 53514209834 | 30
5030-0026 | Pump,.75Hp/230V/1Ph/11Gpm/10-Stage/1.25"Disc/50'Cd/cCSAus | EA | 1560 | 53514209841 | 32
5030-0027 | Pump,.75Hp/230V/1Ph/11Gpm/10-Stage/1.25"Disc/100'Cd/cCSAus | EA | 1710 | 53514209858 | 34
5030-0028 | Pump,.1Hp/230V/1Ph/11Gpm/13-Stage/1.25"Disc/25'Cd/cCSAus | EA | 1660 | 53514209865 | 36
5030-0029 | Pump,.1Hp/230V/1Ph/11Gpm/13-Stage/1.25"Disc/50'Cd | EA | 1740 | 53514209872 | 38
5030-0030 | Pump,.1Hp/230V/1Ph/11Gpm/13-Stage/1.25"Disc/100'Cd/cCSAus | EA | 1890 | 53514209889 | 40
5030-0031 | Pump,.5Hp/115V/1Ph/11Gpm/5-Stage/1.25"Disc/25'Cd/cCSAus | EA | 1330 | 53514211554 | 28
5030-0032 | Pump,.5Hp/115V/1Ph/11Gpm/5-Stage/1.25"Disc/50'Cd/cCSAus | EA | 1570 | 53514211561 | 30
5031-0005 | Pump,.5Hp/115V/1Ph/19Gpm/5-Stage/1.25"Disc/10'Cd/cCSAus | EA | 1400 | 53514140250 | 26
5031-0006 | Pump,.5Hp/230V/1Ph/19Gpm/5-Stage/1.25"Disc/10'Cd/cCSAus | EA | 1300 | 53514140267 | 26
5031-0007 | Pump,.75Hp/230V/1P/19Gpm/7-Stage/1.25"Disc/10'Cd/cCSAus | EA | 1480 | 53514140274 | 30
5031-0008 | Pump,1Hp/230V/1Ph/19Gpm/9-Stage/1.25"Disc/10'Cd/cCSAus | EA | 1480 | 53514140281 | 36
5031-0009 | Pump,.5Hp/115V/1Ph/19Gpm/5-Stage/1.25"Disc/25'Cd/cCSAus | EA | 1460 | 53514174040 | 29
5031-0010 | Pump,.5Hp/115V/1P/19Gpm/5-Stage/1.25"Disc/100'Cd/cCSAus | EA | 1610 | 53514196653 | 29.3
5031-0011 | Pump,.5Hp/230V/1P/19Gpm/5-Stage/1.25"Disc/100'Cd/cCSAus | EA | 1580 | 53514196660 | 30
5031-0012 | Pump,.75Hp/230V/1P/19Gpm/7-Stage/1.25"Disc/25'Cd/cCSAus | EA | 1440 | 53514206376 | 32
5031-0013 | Pump,.5Hp/115V/1P/19Gpm/5-Stage/1.25"Disc/50'Cd/cCSAus | EA | 1430 | 53514209896 | 28
5031-0014 | Pump,.5Hp/230V/1P/19Gpm/5-Stage/1.25"Disc/25'Cd/cCSAus | EA | 1380 | 53514209902 | 26
5031-0015 | Pump,.5Hp/230V/1P/19Gpm/5-Stage/1.25"Disc/50'Cd/cCSAus | EA | 1580 | 53514209919 | 28
5031-0016 | Pump,.75Hp/230V/1P/19Gpm/7-Stage/1.25"Disc/50'Cd/cCSAus | EA | 1510 | 53514209926 | 32
5031-0017 | Pump,.75Hp/230V/1P/19Gpm/7-Stage/1.25"Disc/100'Cd/cCSAus | EA | 1690 | 53514209933 | 32
5031-0018 | Pump,.1Hp/230V/1P/19Gpm/9-Stage/1.25"Disc/25'Cd/cCSAus | EA | 1550 | 53514209940 | 36
5031-0019 | Pump,.1Hp/230V/1P/19Gpm/9-Stage/1.25"Disc/50'Cd/cCSAus | EA | 1630 | 53514209957 | 38
5031-0020 | Pump,.1Hp/230V/1P/19Gpm/9-Stage/1.25"Disc/100'Cd/cCSAus | EA | 1790 | 53514209964 | 40
5032-0005 | Pump,.5Hp/115V/1Ph/27Gpm/4-Stage/1.25"Disc/10'Cd/cCSAus | EA | 1290 | 53514138370 | 26
5032-0006 | Pump,.5Hp/230V/1Ph/27Gpm/4-Stage/1.25"Disc/10'Cd/cCSAus | EA | 1400 | 53514138578 | 26
5032-0007 | Pump,.75Hp/230V/1P/27Gpm/6-Stage/1.25"Disc/10'Cd/cCSAus | EA | 1490 | 53514140144 | 30
5032-0008 | Pump,1Hp/230V/1Ph/27Gpm/7-Stage/1.25"Disc/10'Cd/cCSAus | EA | 1540 | 53514140151 | 36
5032-0009 | Pump,1.5Hp/230V/1P/27Gpm/10 Stage/1.25"Disc/10'Cd/cCSAus | EA | 2170 | 53514143183 | 44
5032-0011 | Pump,1.5Hp/230V/1P/27Gpm/10 Stage/1.25"D/25'Cd/cCSAus | EA | 2240 | 53514166656 | 47
5032-0012 | Pump,.5Hp/115V/1Ph/27Gpm/4 Stage/1.25"Disc/25'Cd/cCSAus | EA | 1370 | 53514174835 | 28
5032-0013 | Pump,1Hp/230V/1Ph/27Gpm/7-Stage/1.25"Disc/25'Cd/cCSAus | EA | 1550 | 53514179113 | 36
5032-0014 | Pump,.75Hp/230V/1P/27Gpm/6-Stage/1.25"Disc/25'Cd/cCSAus | EA | 1307 | 53514194741 | 32
5032-0016 | Pump,.5Hp/115V/1Ph/27Gpm/4 Stage/1.25"Disc/50'Cd/cCSAus | EA | 1237 | 53514209971 | 28
5032-0017 | Pump,.5Hp/115V/1Ph/27Gpm/4 Stage/1.25"Disc/100'Cd/cCSAus | EA | 1610 | 53514209988 | 30
5032-0018 | Pump,.5Hp/230V/1P/27Gpm/4-Stage/1.25"D/25'Cd/cCSAus | EA | 1350 | 53514209995 | 26
5032-0019 | Pump,.5Hp/230V/1P/27Gpm/4-Stage/1.25"D/50'Cd/cCSAus | EA | 1450 | 53514210007 | 28
5032-0020 | Pump,.5Hp/230V/1P/27Gpm/4-Stage/1.25"D/100'Cd/cCSAus | EA | 1590 | 53514210014 | 30
5032-0021 | Pump,.75Hp/230V/1P/27Gpm/6-Stage/1.25"Disc/50'Cd/cCSAus | EA | 1550 | 53514210021 | 32
5032-0022 | Pump,.75Hp/230V/1P/27Gpm/6-Stage/1.25"Disc/100'Cd/cCSAus | EA | 1680 | 53514210038 | 34
5032-0023 | Pump,1Hp/230V/1Ph/27Gpm/7-Stage/1.25"Disc/50'Cd/cCSAus | EA | 1620 | 53514210045 | 38
5032-0024 | Pump,1Hp/230V/1Ph/27Gpm/7-Stage/1.25"Disc/100'Cd/cCSAus | EA | 1830 | 53514210052 | 40
5032-0025 | Pump,1.5Hp/230V/1P/27Gpm/10 Stage/1.25"Disc/50'Cd/cCSAus | EA | 2320 | 53514210069 | 49
5032-0026 | Pump,1.5Hp/230V/1P/27Gpm/10 Stage/1.25"Disc/100'Cd/cCSAus | EA | 2520 | 53514210076 | 51
5033-0005 | Pump,.5Hp/115V/1Ph/35Gpm/2-Stage/2"Disc/10'Cd/cCSAus | EA | 1175 | 53514138585 | 26
5033-0006 | Pump,.5Hp/230V/1Ph/35Gpm/2-Stage/2"Disc/10'Cd/cCSAus | EA | 1710 | 53514138349 | 26
5033-0007 | Pump,.75Hp/230V/1P/35Gpm/3-Stage/2"Disc/10'Cd/cCSAus | EA | 1870 | 53514140168 | 30
5033-0008 | Pump,1Hp/230V/1Ph/35Gpm/4-Stage/2"Disc/10'Cd/cCSAus | EA | 1980 | 53514140175 | 36
5033-0009 | Pump,1.5Hp/230V/1Ph/35 Gpm/5 Stage/2"Disc/10'Cd/cCSAus | EA | 2010 | 53514143176 | 44
5033-0010 | Pump,1Hp/230V/1Ph/35 Gpm/4-Stage/2"Disc/50'Cd/cCSAus | EA | 2020 | 53514151041 | 36
5033-0011 | Pump,1.5Hp/230V/1Ph/35 Gpm/5 Stage/2"Disc/50'Cd/cCSAus | EA | 2330 | 53514158859 | 47
5033-0014 | Pump,.5Hp/115V/1Ph/35Gpm/2-Stage/2"Disch/50'Cd/cCSAus | EA | 1820 | 53514164676 | 30
5033-0015 | Pump,1Hp/230V/1Ph/35Gpm/4-Stage/2"Disc/25'Cd/cCSAus | EA | 1930 | 53514183684 | 39
5033-0016 | Pump,.5Hp/115V/1Ph/35Gpm/2-Stage/2"Disc/25'Cd/cCSAus | EA | 1670 | 53514210106 | 26
5033-0017 | Pump,.5Hp/115V/1Ph/35Gpm/2-Stage/2"Disc/100'Cd/cCSAus | EA | 1960 | 53514210113 | 30
5033-0018 | Pump,.5Hp/230V/1Ph/35Gpm/2-Stage/2"Disc25'Cd/cCSAus | EA | 1690 | 53514210120 | 26
5033-0019 | Pump,.5Hp/230V/1Ph/35Gpm/2-Stage/2"Disc/50'Cd/cCSAus | EA | 1830 | 53514210137 | 28
5033-0020 | Pump,.5Hp/230V/1Ph/35Gpm/2-Stage/2"Disc/100'Cd/cCSAus | EA | 1930 | 53514210144 | 30
5033-0021 | Pump,.75Hp/230V/1P/35Gpm/3-Stage/2"Disc/50'Cd/cCSAus | EA | 1940 | 53514210151 | 34
5033-0022 | Pump,.75Hp/230V/1P/35Gpm/3-Stage/2"Disc/100'Cd/cCSAus | EA | 2040 | 53514210168 | 36
5033-0023 | Pump,1Hp/230V/1Ph/35Gpm/4-Stage/2"Disc/100'Cd/cCSAus | EA | 2170 | 53514210175 | 40
5033-0024 | Pump,1.5Hp/230V/1Ph/35Gpm/5-Stage/2"Disc100'Cd/cCSAus | EA | 2620 | 53514210182 | 51
5034-0005 | Pump,.5Hp/115V/55 Gpm/1 Stage/2"Disc/10'Cd/cCSAus | EA | 1720 | 53514147884 | 26
5034-0006 | Pump,.5Hp/230V/55 Gpm/1 Stage/2"Disc/10'Cd/cCSAus | EA | 1590 | 53514147891 | 26
5034-0007 | Pump,.75Hp/230V/55 Gpm/2 Stage/2"Disc/10'Cd/cCSAus | EA | 1250 | 53514147907 | 30
5034-0008 | Pump,1Hp/230V/55 Gpm/3 Stage/2"Disc/10'Cord/cCSAus | EA | 1920 | 53514147914 | 36
5034-0009 | Pump,1.5Hp/230V/55 Gpm/4 Stage/2"Disc/10'Cd/cCSAus | EA | 2090 | 53514147921 | 44
5034-0010 | Pump,2.0Hp/230V/1P/55Gpm/5 Stage/2"Disc/25'Cd/cCSAus | EA | 2660 | 53514143886 | 54
5034-0011 | Pump,3Hp/230V/55 Gpm/7 Stage/2"Disc/25'Cd/cCSAus | EA | 5460 | 53514147877 | 67
5034-0012 | Pump,.75Hp/230V/1Ph/55Gpm/2-Stage/2"Disc/50'Cd/cCSAus | EA | 2050 | 53514151065 | 33
5034-0013 | Pump,.75Hp/230V/55Gpm/2 Stage/2"Disc/25'Cd/cCSAus | EA | 1900 | 53514176051 | 31
5034-0014 | Pump,1.5Hp/230V/55Gpm/4 Stage/2"Disc/25'Cd/cCSAus | EA | 2350 | 53514176778 | 44
5034-0015 | Pump,.5/230V/55 Gpm/1-Stage/2"Disc/50'Cd/cCSAus | EA | 1790 | 53514193584 | 29
5034-0016 | Pump,1Hp/230V/55 Gpm/3-Stage/2"Disc/50'Cd/cCSAus | EA | 2820 | 53514193607 | 39
5034-0018 | Pump,2.0Hp/230V/1P/55Gpm/5 Stage/2"Disc/50'Cd/cCSAus | EA | 3050 | 53514203252 | 56
5034-0019 | Pump,3Hp/230V/55Gpm/7 Stage/2"Disc/100'Cd/cCSAus | EA | 6020 | 53514205249 | 75
5034-0020 | Pump,1.5Hp/230V/55 Gpm/4 Stage/2"Disc/50'Cd/cCSAus | EA | 2340 | 53514208653 | 48
5034-0021 | Pump,.5Hp/115V/55 Gpm/1 Stage/2"Disc/25'Cd/cCSAus | EA | 1630 | 53514210199 | 28
5034-0022 | Pump,.5Hp/115V/55 Gpm/1 Stage/2"Disc/50'Cd/cCSAus | EA | 1780 | 53514210205 | 30
5034-0023 | Pump,.5Hp/115V/55 Gpm/1 Stage/2"Disc/100'Cd/cCSAus | EA | 1920 | 53514210212 | 32
5034-0024 | Pump,.5Hp/230V/55 Gpm/1 Stage/2"Disc/25'Cd/cCSAus | EA | 1640 | 53514210229 | 28
5034-0025 | Pump,.5Hp/230V/55 Gpm/1 Stage/2"Disc/100'Cd/cCSAus | EA | 1890 | 53514210243 | 32
5034-0026 | Pump,.75Hp/230V/55 Gpm/2 Stage/2"Disc/100'Cd/cCSAus | EA | 2010 | 53514210250 | 36
5034-0027 | Pump,1Hp/230V/55 Gpm/3 Stage/2"Disc/25'Cd/cCSAus | EA | 1940 | 53514209742 | 36
5034-0028 | Pump,1Hp/230V/55 Gpm/3 Stage/2"Disc/100'Cd/cCSAus | EA | 2170 | 53514210267 | 40
5034-0029 | Pump,1.5Hp/230V/55 Gpm/4 Stage/2"Disc/100'Cd/cCSAus | EA | 2640 | 53514210298 | 50
5034-0030 | Pump,2Hp/230V/55 Gpm/5 Stage/2"Disc/100'Cd/cCSAus | EA | 3260 | 53514210304 | 58
5034-0031 | Pump,3Hp/230V/55 Gpm/7 Stage/2"Disc/50'Cd/cCSAus | EA | 5600 | 53514210311 | 69
5035-0005 | Pump,.75Hp/230V/85 Gpm/1 Stage/2"Disc/10'Cd/cCSAus | EA | 1810 | 53514147938 | 30
5035-0006 | Pump,1Hp/230V/85 Gpm/2 Stage/2"Disc/10'Cd/cCSAus | EA | 1930 | 53514147945 | 36
5035-0007 | Pump,1.5Hp/230V/85 Gpm/3 Stage/2"Disc/10'Cd/cCSAus | EA | 2440 | 53514147952 | 44
5035-0008 | Pump,2Hp/230V/85 Gpm/4 Stage/2"Disc/25'Cd/cCSAus | EA | 2600 | 53514147969 | 56
5035-0009 | Pump,3Hp/230V/85 Gpm/6 Stage/2"Disc/25'Cd/cCSAus | EA | 6300 | 53514147976 | 67
5035-0010 | Pump,3.0Hp/230V/1P/85Gpm/6 Stage/2"Disc/50'Cd/cCSAus | EA | 5660 | 53514145446 | 77
5035-0011 | Pump,.75Hp/230V/85 Gpm/1 Stage/2"Disc/50'Cd/cCSAus | EA | 1870 | 53514210328 | 34
5035-0012 | Pump,.75Hp/230V/85 Gpm/1 Stage/2"Disc/100'Cd/cCSAus | EA | 2520 | 53514210335 | 36
5035-0013 | Pump,1Hp/230V/85 Gpm/2 Stage/2"Disc/25'Cd/cCSAus | EA | 1900 | 53514210342 | 36
5035-0014 | Pump,1Hp/230V/85 Gpm/2 Stage/2"Disc/50'Cd/cCSAus | EA | 1990 | 53514210359 | 38
5035-0015 | Pump,1Hp/230V/85 Gpm/2 Stage/2"Disc/100'Cd/cCSAus | EA | 2110 | 53514210366 | 40
5035-0016 | Pump,1.5Hp/230V/85 Gpm/3 Stage/2"Disc/25'Cd/cCSAus | EA | 2240 | 53514210373 | 46
5035-0017 | Pump,1.5Hp/230V/85 Gpm/3 Stage/2"Disc/50'Cd/cCSAus | EA | 2310 | 53514210380 | 48
5035-0018 | Pump,1.5Hp/230V/85 Gpm/3 Stage/2"Disc/100'Cd/cCSAus | EA | 2650 | 53514210397 | 50
5035-0019 | Pump,2Hp/230V/85 Gpm/4 Stage/2"Disc/50'Cd/cCSAus | EA | 3050 | 53514210403 | 56
5035-0020 | Pump,2Hp/230V/85 Gpm/4 Stage/2"Disc/100'Cd/cCSAus | EA | 3250 | 53514210410 | 58
5035-0021 | Pump,3Hp/230V/85 Gpm/6 Stage/2"Disc/100'Cd/cCSAus | EA | 6070 | 53514210427 | 71
5035-0022 | Pump,.75Hp/230V/85 Gpm/1 Stage/2"Disc/25'Cd/cCSAus | EA | 2530 | 53514210434 | 32
5035-0023 | Pump,3Hp/460V/85 Gpm/6 Stage/2"Disc/25'Cd/cCSAus | EA | 3005 | 53514508388 | 67
5040-0001 | Vault,Cent Step | EA | 1260 | 53514166724 | 20
5040-0002 | Step,Cent/BN51/Auto | EA | 2090 | 53514166731 | 53
5040-0003 | Step,Cent/BN51/Auto/Alarm | EA | 2730 | 53514166748 | 58
5040-0004 | Step,Cent/BN51/Auto/Check Valve | EA | 2120 | 53514166755 | 53
5040-0005 | Step,Cent/BN51/Auto/Alarm/Check Valve | EA | 2760 | 53514166762 | 58
5040-0006 | Step,Cent/BN142/Auto | EA | 2780 | 53514166779 | 80
5040-0007 | Step,Cent/BN142/Auto/Alarm | EA | 3420 | 53514166793 | 85
5040-0008 | Step,Cent/BN142/Auto/Check Valve | EA | 2820 | 53514166816 | 80
5040-0009 | Step,Cent/BN142/Auto/Alarm/Check Valve | EA | 3460 | 53514166823 | 85
5040-0010 | Step,Cent/N51/Non-Auto | EA | 1990 | 53514166830 | 52
5040-0011 | Step,Cent/N51/Non-Auto W-Time Dosing | EA | 4150 | 53514166861 | 72
5040-0012 | Step,Cent/N51/Non-Auto/Check Valve | EA | 2030 | 53514166878 | 52
5040-0013 | Step,Cent/N51/Non-Auto/Time Dosing/CheckValve | EA | 4190 | 53514166939 | 72
5040-0014 | Step,Cent/N142/Non-Auto | EA | 2660 | 53514166953 | 79
5040-0015 | Step,Cent/N142/Non-Auto/Time Dosing | EA | 4820 | 53514166960 | 99
5040-0016 | Step,Cent/N142/Non-Auto/Check Valve | EA | 2700 | 53514166786 | 79
5040-0017 | Step,Cent/N142/Non-Auto/Time Dosing/Check Valve | EA | 4860 | 53514166809 | 99
5040-0018 | Step,Cent/BN51/Auto/Qwik Box | EA | 2800 | 53514166847 | 55
5040-0019 | Step,Cent/BN51/Auto/Qwik Box/Alarm | EA | 3440 | 53514166854 | 59
5040-0020 | Step,Cent/BN51/Auto/Qwik Box/Check Valve | EA | 2840 | 53514166885 | 55
5040-0021 | Step,Cent/BN51/Auto/Qwik Box/Alarm/CheckValve | EA | 3480 | 53514166892 | 59
5040-0022 | Step,Cent/BN142/Auto/Qwik-Box | EA | 3490 | 53514166908 | 82
5040-0023 | Step,Cent/BN142/Auto/Qwik-Box/Alarm | EA | 4140 | 53514166915 | 86
5040-0024 | Step,Cent/BN142/Auto/Qwik Box/CheckValve | EA | 3530 | 53514166922 | 82
5040-0025 | Step,Cent/BN142/Auto/Qwik Box/Alarm/Check Valve | EA | 4170 | 53514166946 | 86
5040-0026 | Vault,Cent Step/50" | EA | 1890 | 53514181604 | 30
5040-0027 | Vault,Cent Step/63" | EA | 1980 | 53514181611 | 30
5040-0029 | Step,Cent/BN53/Auto | EA | 1720 | 53514316587 | 45
5040-0030 | Step,Cent/BN98/Auto | EA | 1850 | 53514316594 | 57
5040-0031 | Step,Cent/BN145/Auto | EA | 2420 | 53514316617 | 75
5040-0032 | Step,Cent/BN151/Auto | EA | 2010 | 53514316624 | 53
5040-0033 | Step,Cent/BN152/Auto | EA | 2040 | 53514316631 | 59
5040-0034 | Step,Cent/BN153/Auto | EA | 2040 | 53514316648 | 57
5040-0035 | Step,Cent/N53/Non-Auto | EA | 1600 | 53514316655 | 49
5040-0036 | Step,Cent/N98/Non-Auto | EA | 1740 | 53514316662 | 57
5040-0037 | Step,Cent/N145/Non-Auto | EA | 2300 | 53514316679 | 57
5040-0038 | Step,Cent/N151/Non-Auto | EA | 1880 | 53514316693 | 53
5040-0039 | Step,Cent/N152/Non-Auto | EA | 1930 | 53514316709 | 59
5040-0040 | Step,Cent/N153/Non-Auto | EA | 1930 | 53514316716 | 57
5040-0041 | Stand, Centrifugal STEP System | EA | 400 | 53514324292 | 9
5040-0043 | Step,Cent/BN51/Auto/Stand | EA | 2020 | 53514324384 | 60
5040-0044 | Step,Cent/BN142/Auto/Stand | EA | 2710 | 53514324391 | 87.6
5040-0045 | Step,Cent/N51/Non-Auto/Stand | EA | 1920 | 53514324407 | 60.6
5040-0046 | Step,Cent/N142/Non-Auto/Stand | EA | 2590 | 53514324414 | 87.6
5040-0047 | Step,Cent/BN53/Auto/Stand | EA | 1960 | 53514324421 | 52
5040-0048 | Step,Cent/BN98/Auto/Stand | EA | 2090 | 53514324438 | 64.6
5040-0049 | Step,Cent/BN145/Auto/Stand | EA | 2660 | 53514324445 | 82.6
5040-0050 | Step,Cent/BN151/Auto/Stand | EA | 2250 | 53514324452 | 60.6
5040-0051 | Step,Cent/BN152/Auto/Stand | EA | 2280 | 53514324469 | 66.6
5040-0052 | Step,Cent/BN153/Auto/Stand | EA | 2280 | 53514324476 | 64.6
5040-0053 | Step,Cent/N53/Non-Auto/Stand | EA | 1850 | 53514324483 | 56.6
5040-0054 | Step,Cent/N98/Non-Auto/Stand | EA | 1980 | 53514324490 | 64.6
5040-0055 | Step,Cent/N145/Non-Auto/Stand | EA | 2540 | 53514324506 | 64.6
5040-0056 | Step,Cent/N151/Non-Auto/Stand | EA | 2130 | 53514324513 | 60.6
5040-0057 | Step,Cent/N152/Non-Auto/Stand | EA | 2180 | 53514324520 | 66.6
5040-0058 | Step,Cent/N153/Non-Auto/Stand | EA | 2180 | 53514324537 | 64.6
5041-0001 | Vault,Turb Step/60"/22.5" Inlet | EA | 1030 | 53514161019 | 27
5041-0002 | Vault,Turb Step/60"/Field Cut Inlet | EA | 1470 | 53514161033 | 27
5041-0003 | Step,Turb/.5Hp-5 Stage/115V/11Gpm/Flt Sw/1.25"D | EA | 3710 | 53514161125 | 62
5041-0004 | Step,Turb/.5Hp-7 Stage/115V/11Gpm/Flt Sw/1.25"D | EA | 3760 | 53514161200 | 62
5041-0005 | Step,Turb/.5Hp-5 Stage/115V/19Gpm/Flt Sw/1.25"D | EA | 3730 | 53514161217 | 62
5041-0006 | Step,Turb/.5Hp-4 Stage/115V/27Gpm/Flt Sw/1.25"D | EA | 3610 | 53514161224 | 62
5041-0007 | Step,Turb/.5Hp-5Stg/115/11Gpm/Flt Sw/Alm/1.25"D | EA | 4250 | 53514161231 | 67
5041-0008 | Step,Turb/.5Hp-7Stg/115/11Gpm/Flt Sw/Alm/1.25"D | EA | 4290 | 53514161248 | 67
5041-0009 | Step,Turb/.5Hp-5Stg/115/19Gpm/Flt Sw/Alm/1.25"D | EA | 4260 | 53514161255 | 67
5041-0010 | Step,Turb/.5Hp-4Stg/115/27Gpm/Flt Sw/Alm/1.25"D | EA | 4150 | 53514161262 | 67
5041-0011 | Step,Turb/.5Hp-5Stg/115/11Gpm/Sim Ctrl/1.25"D | EA | 5280 | 53514161279 | 73
5041-0012 | Step,Turb/.5Hp-7Stg/115/11Gpm/Sim Ctrl/1.25"D | EA | 5320 | 53514161286 | 73
5041-0013 | Step,Turb/.5Hp-5Stg/115/19Gpm/Sim Ctrl/1.25"D | EA | 5290 | 53514161293 | 73
5041-0014 | Step,Turb/.5Hp-4Stg/115/27Gpm/Sim Ctrl/1.25"D | EA | 5180 | 53514161309 | 73
5041-0015 | Step,Turb/.5Hp-5Stg/115/11Gpm/Time Dos/1.25"D | EA | 5610 | 53514161316 | 82
5041-0016 | Step,Turb/.5Hp-7Stg/115/11Gpm/Time Dos/1.25"D | EA | 5660 | 53514161330 | 82
5041-0017 | Step,Turb/.5Hp-5Stg/115/19Gpm/Time Dos/1.25"D | EA | 5630 | 53514161347 | 82
5041-0018 | Step,Turb/.5Hp-4Stg/115/27Gpm/Time Dos/1.25"D | EA | 5510 | 53514161354 | 82
5041-0020 | Step,Turb/.5Hp-5Stg/11Gpm/Sim/Ck/50'Cd/1"D/Ruth County/No Floats | EA | 5670 | 53514161378 | 86
5041-0025 | Vault,Turb Step/66"/Field Cut Inlet | EA | 2270 | 53514164324 | 30
5041-0026 | Vault,Turb Step/72"/Field Cut Inlet | EA | 2270 | 53514164348 | 33
5041-0027 | Vault,Turb Step/78"/Field Cut Inlet | EA | 2280 | 53514164355 | 36
5041-0028 | Vault,Turb Step/84"/Field Cut Inlet | EA | 2280 | 53514164270 | 39
5041-0029 | Vault,Turb Step/90"/Field Cut Inlet | EA | 2290 | 53514164362 | 42
5041-0030 | Vault,Turb Step/96"/Field Cut Inlet | EA | 2340 | 53514164331 | 45
5041-0033 | Vault,Turb Step/66"/18" Inlet | EA | 2270 | 53514167073 | 30
5041-0034 | Vault,Turb Step/51"/Field Cut Inlet | EA | 1440 | 53514170042 | 24
5041-0048 | Vault,Turb Step/51"/18" Inlet | EA | 1450 | 53514197155 | 20
5041-0049 | Vault,Turb Step/120"/Field Cut Inlet | EA | 3170 | 53514197834 | 69
5041-0055 | Vault,Turb Step/108"/22.5" Inlet | EA | 3140 | 53514250270 | 67
5041-0056 | Vault,Turb Step/108"/Field Cut Inlet | EA | 3140 | 53514250294 | 67
5041-0074 | Step,Turb/.5Hp-7Stg/115V/11GPM/1" Disch/Float Tree/ARV | EA | 5160 | 53514406097 | 27
5043-0001 | Asm,Air Relief/1" | EA | 840 | 53514151027 | 1
5043-0002 | Asm,Air Relief/2" | EA | 1070 | 53514151034 | 10
5050-0001 | Valve,Recirculating Float/Deluxe Splitter | EA | 1060 | 53514186319 | 12
5050-0002 | Valve,Recirculating Float | EA | 810 | 53514186326 | 9
5050-0003 | Valve,Adjustable Splitter | EA | 260 | 53514186333 | 3
5050-0004 | Backflow Preventer,3"Pvc | EA | 190 | 53514190903 | 2
5050-0005 | Backflow Preventer,4"Pvc | EA | 270 | 53514190910 | 4
5050-0006 | Backflow Preventer,6"Pvc | EA | 680 | 53514190927 | 7
5051-0030 | Manifold,Pressure 2-Outlet/.156"Id Washer/W-Unions | EA | 320 | 53514248918 | 3.5
5051-0031 | Manifold,Pressure 3-Outlet/.156"Id Washer/W-Unions | EA | 430 | 53514248932 | 3.75
5051-0032 | Manifold,Pressure 4-Outlet/.156"Id Washer/W-Unions | EA | 510 | 53514248956 | 4
5051-0033 | Manifold,Pressure 5-Outlet/.156"Id Washer/W-Unions | EA | 620 | 53514248970 | 5.25
5051-0034 | Manifold,Pressure 6-Outlet/.156"Id Washer/W-Unions | EA | 590 | 53514248994 | 5.5
5051-0035 | Manifold.Pressure 7-Outlet/.156"Id Washer/W-Unions | EA | 810 | 53514249014 | 5.75
5051-0036 | Manifold,Pressure 8-Outlet/.156"Id Washer/W-Unions | EA | 740 | 53514249038 | 7
5051-0037 | Manifold,Pressure 9-Outlet/.156"Id Washer/W-Unions | EA | 990 | 53514249052 | 7.25
5051-0038 | Manifold,Pressure 10-Outlet/.156"Id Washer/W-Unions | EA | 1080 | 53514249076 | 7.5
5053-0001 | Valve Asm,2 Outlet/Auto-Matic Multizoned/1.5" | EA | 1000 | 53514157036 | 10
5053-0002 | Valve Asm,3 Outlet/Auto-Matic Multizoned/1.5" | EA | 1120 | 53514157081 | 11
5053-0003 | Valve Asm,4 Outlet/Auto-Matic Multizoned/1.5" | EA | 1270 | 53514157166 | 12
5053-0004 | Valve Asm,5 Outlet/Auto-Matic Multizoned/1.5" | EA | 1440 | 53514157241 | 13
5053-0005 | Valve Asm,6 Outlet/Auto-Matic Multizoned/1.5" | EA | 1570 | 53514157296 | 14
5054-0004 | E5054 230V/1P/60Hz/1Hp/30'Cd/ HH/cCSAus | EA | 2370 | 53514396886 | 68
5055-0001 | Shield,Orifice/Master Box/100pc/ 3"For.75" Pipe | EA | 530 | 53514131418 | 12
5055-0002 | Shield,Orifice/Master Box/100pc/ 3"For 1" Pipe | EA | 530 | 53514131425 | 12
5055-0003 | Shield,Orifice/Master Box/60pc/4" For 1.25" Pipe | EA | 450 | 53514131432 | 14
5055-0004 | Shield,Orifice/Master Box/60pc/4"For 1.5" Pipe | EA | 450 | 53514131449 | 14
5055-0005 | Shield,Orifice 3"For.75"Pipe/Sl/100Pc Master Pak | EA | 680 | 53514131456 | 12
5055-0006 | Shield,Orifice/Master Box/100pc/SL/3"For1" Pipe | EA | 680 | 53514131463 | 12
5055-0007 | Shield,Orifice/Master Box/60pc/SL/4"For1.25" Pipe | EA | 570 | 53514131470 | 14
5055-0008 | Shield,Orifice/Master Box/60pc/SL/4"For1.5" Pipe | EA | 570 | 53514131487 | 14
5055-0022 | Shield,Orifice/Master Box/50pc/4"For 2"Pipe | EA | 470 | 53514179342 | 14
5055-0023 | Shield,Orifice/Master Box/50pc/SL/4"For2" Pipe | EA | 520 | 53514184247 | 14
5056-0001 | Drip Line,.5" X 500'Roll/24"Emitters/Geoflow | EA | 645 | 53514142438 | 19.5
5056-0002 | Fitting,Adapter/Drip/25 Ct/.5"Tubing X.75" Spigot | EA | 75 | 53514142476 | 1.5
5056-0003 | Fitting,Coupling/Drip Line/25 Ct/.5"Tubig | EA | 79 | 53514142445 | 1.5
5056-0004 | Fitting,90D Elbow/Drip Line/25 Ct/.5" Tubing | EA | 140 | 53514142452 | 1.5
5056-0005 | Valve,Air Relief/1" Pvc | EA | 58 | 53514142469 | 1
5056-0006 | Box,Valve 6" Round/Economy | EA | 50 | 53514142483 | 1.5
5056-0009 | Fitting,Pvc Reducing Tee/1.25"X1.25"X.75"/Sch 40 | EA | 11 | 53514142513 | 0.5
5056-0010 | Fitting,Pvc Reducing Tee/1.5" X 1.5"X.75"/Sch 40 | EA | 13 | 53514142520 | 0.5
5056-0011 | Box,Auto Flushing Headworks | EA | 3040 | 53514143749 | 30
5056-0024 | Pipe,Flexible Pvc/.5" X 50'/White/Sch 40 | EA | 380 | 53514151584 | 7.5
5056-0026 | Valve,2"Air/Vacuum Relief | EA | 240 | 53514151607 | 1
5056-0027 | Valve,1"Air/Vacuum/Relief/(Auto & Kinetic) | EA | 370 | 53514151614 | 1
5056-0028 | Valve,2"Air/Vacuum Relief/(Auto & Kinetic) | EA | 510 | 53514173524 | 1
5056-0030 | Box,Valve 10" Round/Economy | EA | 109 | 53514175948 | 2
5056-0032 | Drip Line,(Min 21 Req'D).5"X500'Roll/24"Emitters | EA | 660 | 53514178420 | 19.5
5056-0034 | Fitting,Pvc Reducing Tee/1.25"X1.25" X.5"/Sch 40 | EA | 14 | 53514193348 | 0.5
5056-0035 | Fitting,Pvc Reducing Tee/1.5"X 1.5" X .5"/Sch 40 | EA | 18 | 53514193355 | 0.5
5056-0044 | Fitting,Tee/Drip Line/.5"Tubing(25Ct) | EA | 130 | 53514269722 | 1
5060-0001 | Liner,Filter 50' X 50'/45 Mil Epdm | EA | 7910 | 53514157975 | 700
5060-0002 | Liner,Filter 20' X 40'/45 Mil Epdm | EA | 3190 | 53514160081 | 224
5060-0003 | Liner,Filter 20' X 50'/45 Mil Epdm | EA | 3810 | 53514160098 | 280
5060-0004 | Liner,Filter 20' X 60'/45 Mil Epdm | EA | 4440 | 53514160104 | 336
5060-0005 | Boot,Pipe Seal 1"-6"/Epdm | EA | 220 | 53514163204 | 2
5060-0007 | Kit,Pipe Boot Seal/Epdm | EA | 132 | 53514173128 | 4
5060-0009 | Liner,Filter 50' X 60'/45 Mil Epdm | EA | 9650 | 53514175993 | 840
5060-0011 | Liner,Filter 50' X 75'/45 Mil Epdm | EA | 11990 | 53514178970 | 1050
5060-0012 | Liner,Filter/30' X 30'/45 Mil Epdm | EA | 3230 | 53514184292 | 252
5060-0013 | Liner,Filter 40' X 60'/45 Mil/Epdm | EA | 8180 | 53514185961 | 690
5060-0018 | Liner,Epdm 40' X 40'/45 Mil | EA | 5550 | 53514201296 | 460
5060-0019 | Liner,Filter 20' X 20'/45 Mil Epdm | EA | 1390 | 53514204099 | 112
5060-0021 | Liner,Epdm 20' X 30'/45 Mil | EA | 1670 | 53514214432 | 171
507-0005 | 507 12V/DC | EA | 563 | 53514051761 | 13.4
507-0013 | 507 with M73 Preassembled System ProPak | EA | 988 | 53514374488 | 26
5080-0001 | Seal,Butyl Rope 5/16" X 20' | EA | 19 | 53514158156 | 1
5080-0002 | Seal,Buytl Rope 1" X 14.5' | EA | 44 | 53514158163 | 1
5080-0003 | Seal,Pipe .375" Ips | EA | 18 | 53514193638 | 0.05
5080-0004 | Seal,Pipe .50" Ips | EA | 18 | 53514193645 | 0.07
5080-0005 | Seal,Pipe .75" Ips | EA | 30 | 53514193652 | 0.07
5080-0006 | Seal,Pipe 1.0" Ips | EA | 17 | 53514193669 | 0.08
5080-0007 | Seal,Pipe 1.25" Ips | EA | 19 | 53514193683 | 0.09
5080-0008 | Seal,Pipe 1.50" Ips | EA | 18 | 53514193690 | 0.1
5080-0009 | Seal,Pipe 2.0" Ips | EA | 21 | 53514193706 | 0.12
5080-0010 | Seal,Pipe 3.0" Ips | EA | 24 | 53514193713 | 0.14
5080-0011 | Seal,Pipe 4.0" Ips | EA | 28 | 53514193720 | 0.19
5080-0012 | Seal,Cord .50" NPT | EA | 18 | 53514193737 | 0.5
508-0005 | 508 12V/DC Back-Up System/Aquanot/Spin | EA | 672 | 53514349066 | 16
508-0006 | 508 with M53 Preassembled Sys ProPak "Aquanot"/Spin | EA | 1080 | 53514348786 | 41
508-0007 | 508 with M98 Preassembled Sys ProPak "Aquanot"/Spin | EA | 1233 | 53514348762 | 55
508-0014 | 508 12V/DC Back-Up System/Aquanot Fit | EA | 971 | 53514451035 | 16
508-0015 | 508 with M53 Preassembled Sys ProPak "Aquanot Fit" | EA | 1378 | 53514449957 | 41
508-0016 | 508 with M98 Preassembled Sys ProPak "Aquanot Fit" | EA | 1525 | 53514450236 | 55
508-0020 | 508 with M63 Preassembled Sys ProPak "Aquanot Fit" | EA | 1506 | 53514458546 | 41
5083-0001 | Riser Asm,12"X 12"/Corruated /Dual Wall | EA | 180 | 53514151539 | 6
5083-0003 | Riser Asm,12" X 24" Corrugated/Dual Wall | EA | 200 | 53514158033 | 11
5083-0004 | Riser Asm,12" X 36" Corrugated/Dual Wall | EA | 230 | 53514158040 | 16
5083-0005 | Riser Extension,12" X 6"/Tuf-Tite/Onsite | EA | 37 | 53514158057 | 2
5083-0006 | Cover,Fiberglass 12"Dia/Onsite | EA | 130 | 53514158064 | 2
5083-0007 | Cover,12"Dia/Tuf-Tite/Onsite | EA | 37 | 53514158088 | 2
5083-0008 | Riser Asm,12" X 60" Corrugated/Dual Wall | EA | 300 | 53514199692 | 16
5083-0009 | Riser Asm,12" X 48"/Corrugated/Dual Wall | EA | 280 | 53514200824 | 21.5
5085-0001 | Riser,Extension 20" X 6"/Tuf-Tite | EA | 91 | 53514197520 | 3.5
5085-0002 | Cover,20"Dia/Tuf-Tite | EA | 91 | 53514197537 | 2.5
5085-0005 | Riser Asm,Septic Tank/18"Dia X 1' Lg | EA | 250 | 53514297893 | 14.75
5085-0006 | Riser Asm,Septic Tank/18"Dia X 2' Lg | EA | 330 | 53514297916 | 23.5
5085-0007 | Riser Asm,Septic Tank/18"Dia X 3' Lg | EA | 400 | 53514297930 | 32.25
5085-0008 | Riser Asm,Septic Tank/18"Dia X 4' Lg | EA | 480 | 53514297954 | 41
5085-0009 | Riser Asm,Septic Tank/18"Dia X 5' Lg | EA | 550 | 53514298012 | 49.75
5085-0010 | Riser Asm,Septic Tank/18"Dia X 6' Lg | EA | 630 | 53514298036 | 58.5
5085-0011 | Riser Asm,Septic Tank/18"Dia X 7' Lg | EA | 700 | 53514298050 | 67.25
5085-0013 | Riser Asm,Septic Tank/18"Dia X 9' Lg | EA | 860 | 53514298111 | 84.75
5085-0014 | Riser Asm,Septic Tank/18"Dia X 10' Lg | EA | 930 | 53514298135 | 93.5
5085-0015 | Riser Asm,Septic Tank/18"Dia X 11' Lg | EA | 1010 | 53514298159 | 102.25
5085-0016 | Riser Asm,Septic Tank/18"Dia X 12' Lg | EA | 1080 | 53514298173 | 111
5085-0017 | Riser Asm,Septic Tank/18"Dia X 13' Lg | EA | 1160 | 53514298197 | 119.75
5085-0018 | Riser Asm,Septic Tank/18"Dia X 14' Lg | EA | 1210 | 53514298210 | 128
5086-0001 | Riser,Extension 24"Dia X6"/Tuf-Tite/Onsite | EA | 112 | 53514158101 | 3
5086-0002 | Cover,24"Dia/Tuf-Tite/Onsite | EA | 95 | 53514158125 | 3
5086-0003 | Riser,Pan 24"Dia/Tuf-Tite/Onsite | EA | 87 | 53514158132 | 2
5086-0004 | Riser,Adapter 24"Dia/Tuf-Tite/Onsite | EA | 60 | 53514158149 | 2
5086-0005 | Cover,24"Dia/Tuf-Tite/Flat | EA | 150 | 53514254476 | 8
5090-0001 | Container,18"/For Filter System | EA | 700 | 53514146337 | 32
5090-0006 | Filter,Carbon 3" & 4" Pipe | EA | 210 | 53514166489 | 4
5090-0014 | Bracket Asm, Alarm Float for"WW"Filter-Series | EA | 111 | 53514300432 | 6
51-0002 | N51 115V/1Ph/(170 Step System) | EA | 420 | 53514119553 | 27
51-0006 | BN51 115V/1Ph | EA | 520 | 53514281717 | 26
519-0005 | M519 115V/1.4 Amps/Condensate Pump | EA | 105 | 53514434113 | 4.95
519-0006 | M519 115V/1.4 Amps/Condensate Pump w/20'Clear Tubing | EA | 150 | 53514437848 | 4.95
5200-0001 | Filter,Media 10' X 10'/Recirculating/450 Gpd | EA | 9040 | 53514130169 | 260
5200-0002 | Filter,Media 10' X 10' Recir/450 Gpd/Pump Disc | EA | 10110 | 53514130176 | 310
5200-0003 | Filter,Media 10' X 15'/Recirculating/600 Gpd | EA | 10040 | 53514130183 | 320
5200-0004 | Filter,Media 10' X 15' Recir/600 Gpd/Pump Disc | EA | 11030 | 53514130190 | 370
5200-0010 | Filter,Media 20'X30'Recirculating/2400 Gpd | EA | 21200 | 53514141776 | 1300
5200-0011 | Filter,Media 15'X20'Recirculating/1200 Gpd | EA | 11010 | 53514143633 | 700
5200-0012 | Filter,Media 20' X 20'/Recirculating/1600 Gpd | EA | 14970 | 53514146436 | 900
5200-0013 | Filter,Media 10'X 20'/Recirculating/800 Gpd | EA | 12190 | 53514149178 | 480
5200-0027 | Filter,Med 10X20'Recir/800Gpd/W-O Ctrl/Pumps/Ind | EA | 9400 | 53514169596 | 400
5220-0001 | Z-Cell,10'X20'/3-Bedroom/450 Gpd | EA | 13260 | 53514163143 | 400
5220-0002 | Z-Cell,12'X24'/4-Bedroom/600 Gpd | EA | 14560 | 53514163150 | 500
522-0005 | M522 115V/Low Profile Condensate Pump | EA | 120 | 53514454135 | 5
522-0006 | M522 115V/Low Profile Condensate Pump w/20' Clear Tubing | EA | 130 | 53514490799 | 5
5250-0001 | Unit,Treatment 450GPD/ZF-450/Fusion | EA | 10576 | 53514186173 | 501
5250-0003 | Unit,Treatment 800GPD/ZF-800/Fusion | EA | 28030 | 53514186197 | 882
5250-0004 | Disinfection,Uv Unit #3G | EA | 2340 | 53514197544 | 10
5250-0007 | Kit, Fusion Service | EA | 2070 | 53514225957 | 14
5250-0028 | Unit,Treatment /ZFL2800/2800Gpd/Drop Ship/Fusion | EA | 58910 | 53514278441 | 2420
5250-0034 | Unit,Treatment /ZFL4000/4000Gpd/Drop Ship/Fusion | EA | 75200 | 53514278618 | 3740
5250-0035 | Kit, Fusion Service Compact | EA | 1160 | 53514294137 | 10
5250-0036 | Riser Kit, 6" Extension/Ultra Rib/ZFL-1120 - 2400 GPD Fusion | EA | 1060 | 53514298234 | 8.75
5250-0037 | Riser Kit, 1' Extension/Ultra Rib/ZFL-1120 - 2400 GPD Fusion | EA | 1330 | 53514298258 | 17.5
5250-0045 | Media,Anaerobic Ball/Bag (Approx. 90 Pieces) | EA | 105 | 53514329556 | 8.5
5250-0046 | Media,Anaerobic Ball/Gay Lord (Approx. 1226 Pieces) | EA | 2330 | 53514335793 | 160
5250-0050 | Blower,HiBlow/Duo80/Fusion ZF-450 - 800 | EA | 2400 | 53514338527 | 46
5250-0051 | Blower, AL 100/115V60Hz/Fusion | EA | 1280 | 53514344344 | 0
5250-0052 | Blower, AL120/115V60Hz/Fusion | EA | 1710 | 53514344351 | 20
5250-0053 | Blower. AL150/115V60Hz/Fusion | EA | 2110 | 53514344368 | 22.3
5250-0054 | Blower, AL 200/115V60Hz/Fusion | EA | 2520 | 53514344375 | 27
5250-0055 | Blower, AL250E/115V60Hz/Fusion | EA | 2930 | 53514344382 | 52
5250-0056 | Blower, AL300/115V60Hz/Fusion | EA | 4600 | 53514344399 | 0
5250-0057 | Blower, AL100/220V50Hz/Part of Wastewater Treatment Sys/SA | EA | 910 | 53514344405 | 0
5250-0058 | Blower, AL120/220V50Hz/Part of Wastewater Treatment Sys/SA | EA | 1080 | 53514344412 | 0
5250-0059 | Blower, AL 150/220V50Hz/Part of Wastewater Treatment Sys/SA | EA | 1420 | 53514344429 | 0
5250-0060 | Blower, AL 200/220V50Hz/Part of Wastewater Treatment Sys/SA | EA | 1710 | 53514344436 | 0
5250-0061 | Blower, AL 250/220V50Hz/Part of Wastewater Treatment Sys/SA | EA | 2280 | 53514344443 | 0
5250-0062 | Blower, AL300/220V50Hz/Part of Wastewater Treatment Sys/SA | EA | 5030 | 53514344450 | 0
5250-0063 | Components, PVC for Fusion ZFL-1120 | EA | 530 | 53514344467 | 10
5250-0064 | Components, PVC for Fusion ZFL - 2800-4000 GPD | EA | 400 | 53514344474 | 10
5250-0065 | Transformer, Fusion 115V-100V | EA | 690 | 53514344481 | 5
5250-0082 | Switch,Air/Fusion Systems/ZFL-2800, 4000 | EA | 1680 | 53514464820 | 0
53-0001 | M53 115V/1Ph/cCSAus | EA | 295 | 53514023607 | 23
53-0002 | N53 115V/1Ph/cCSAus | EA | 285 | 53514023614 | 22
53-0003 | D53 230V/1Ph/cCSAus | EA | 430 | 53514023621 | 23
53-0004 | E53 230V/1Ph/cCSAus | EA | 400 | 53514023638 | 22
53-0014 | M53 15'Cd/115V/1Ph/cCSAus | EA | 315 | 53514023690 | 23
53-0016 | M53 25'Cd/115V/1Ph/cCSAus | EA | 345 | 53514023713 | 26
53-0018 | M53 35'Cd/115V/1Ph/cCSAus | EA | 370 | 53514023720 | 28
53-0020 | M53 50'Cd/115V/1Ph/cCSAus | EA | 490 | 53514023737 | 31
53-0021 | N53 25'Cd/115V/1Ph/cCSAus | EA | 400 | 53514023744 | 26
53-0022 | E53 50'Cd/230V/1Ph/cCSAus | EA | 540 | 53514023751 | 30
53-0026 | D53 25'Cd/230V/1Ph/cCSAus | EA | 490 | 53514023782 | 26
53-0028 | N53 35'Cd/115V/1Ph/cCSAus | EA | 420 | 53514023805 | 28
53-0029 | BN53 115V/1Ph/Pb15'/cCSAus | EA | 353 | 53514023812 | 25
53-0032 | BN53 115V/1Ph/Pb10'/cCSAus/Pump | EA | 334 | 53514023843 | 24
53-0035 | D53 50'Cd/230V/1Ph/cCSAus | EA | 580 | 53514023874 | 31
53-0045 | BE53 230V/1P/15'Cd/Pb15'/cCSAus | EA | 540 | 53514041410 | 24
53-0048 | D53 35'Cd/230V/1Ph/cCSAus | EA | 500 | 53514046422 | 28
53-0049 | BN53 25'Cd/115V/1P/Pb25'/cCSAus/Pump | EA | 550 | 53514048495 | 28.5
53-0062 | D53 15'Cd/230V/1Ph/cCSAus | EA | 450 | 53514113995 | 26
53-0063 | BN53 35'Cd/115V/1P/Pb35'/cCSAus | EA | 600 | 53514123451 | 28.5
53-0066 | BE53 25'Cd/230V/1P/Pb25'/cCSAus | EA | 620 | 53514145736 | 24
53-0070 | E53 25'Cd/230V/1Ph/cCSAus | EA | 450 | 53514176419 | 31
53-0082 | E53 35'Cd/230V/1Ph/cCSAus | EA | 500 | 53514332242 | 30
53-0083 | BN53 115V/1Ph/Vertical Master 10'/cCSAus Pump | EA | 470 | 53514349769 | 24
540-0005 | Pump,Ejector-Water Powered/Model 540 | EA | 296 | 53514447113 | 5.52
55-0001 | M55 115V/1Ph/cCSAus | EA | 2550 | 53514023935 | 24
55-0002 | N55 115V/1Ph/cCSAus | EA | 2470 | 53514023942 | 23
55-0006 | M55 15'Cd/115V/1Ph/cCSAus | EA | 2570 | 53514023966 | 25
55-0007 | M55 25'Cd/115V/1Ph/cCSAus | EA | 2610 | 53514023973 | 27
55-0012 | M55 35'Cd/115V/1Ph/cCSAus | EA | 2630 | 53514024017 | 30
55-0013 | N55 25'Cd/115V/1Ph/cCSAus | EA | 2530 | 53514024024 | 26
55-0019 | N55 35'Cd/115V/1Ph/cCSAus | EA | 2560 | 53514319120 | 26
57-0001 | M57 115V/1Ph/cCSAus | EA | 335 | 53514024055 | 28.5
57-0002 | N57 115V/1Ph/cCSAus | EA | 390 | 53514024062 | 27.5
57-0003 | D57 230V/1Ph/cCSAus | EA | 470 | 53514024079 | 28.5
57-0004 | E57 230V/1Ph/cCSAus | EA | 440 | 53514024086 | 27.5
57-0005 | M57 115V/1Ph/Extra Duty | EA | 480 | 53514024093 | 28.5
57-0006 | M57 25'Cd/115V/1Ph/cCSAus | EA | 490 | 53514024109 | 30.5
57-0007 | M57 15'Cd/115V/1Ph/cCSAus | EA | 440 | 53514024116 | 28.5
57-0008 | N57 25'Cd/115V/1Ph/cCSAus | EA | 440 | 53514024123 | 29.5
57-0010 | N57 35'Cd/115V/1Ph/cCSAus | EA | 460 | 53514024130 | 32.5
57-0014 | N57 115V/1Ph/BI/cCSAus | EA | 540 | 53514024154 | 27.5
57-0020 | E57 25'Cd/230V/1Ph/cCSAus | EA | 480 | 53514024215 | 29.5
57-0021 | M57 115V/1Ph/BI/cCSAus | EA | 580 | 53514024222 | 28.5
57-0025 | M57 115V/1Ph/BI/ED | EA | 630 | 53514024253 | 28.5
57-0026 | M57 15'Cd/115V/1Ph/BI/cCSAus | EA | 590 | 53514024260 | 28.5
57-0027 | BN57 115V/1Ph/Pb15'/cCSAus Pump | EA | 500 | 53514024277 | 29.5
57-0029 | N57 115V/1Ph/Extra Duty | EA | 480 | 53514024291 | 27.5
57-0031 | D57 230V/1Ph/BI/cCSAus | EA | 620 | 53514024314 | 28.5
57-0032 | M57 15'Cd/115V/1Ph/ED | EA | 530 | 53514024321 | 28.5
57-0033 | BN57 115V/1Ph/Pb10'/cCSAus Pump | EA | 470 | 53514024338 | 29.5
57-0035 | M57 25'Cd/115V/1Ph/ED | EA | 530 | 53514024352 | 30.5
57-0036 | D57 230V/1Ph/Extra Duty | EA | 560 | 53514024369 | 28.5
57-0039 | M57 35'Cd/115V/1Ph/cCSAus | EA | 510 | 53514024390 | 33.5
57-0040 | BN57 115V/1Ph/Pb10'/BI/cCSAus Pump | EA | 620 | 53514026950 | 29.5
57-0042 | D57 15'Cd/230V/1Ph/cCSAus | EA | 490 | 53514027698 | 28.5
57-0043 | N57 25'Cd/115V/1Ph/BI/cCSAus | EA | 590 | 53514036195 | 30.5
57-0045 | BE57 230V/1P/15'Cd/Pb15'/cCSAus | EA | 570 | 53514041427 | 29.5
57-0046 | D57 25'Cd/230V/1Ph/cCSAus | EA | 530 | 53514061708 | 31.5
57-0050 | BN57 115V/1Ph/Pb35'/cCSAus | EA | 550 | 53514083953 | 29.5
57-0055 | BN57 35'Cd/115V/1Ph/Pb35'/cCSAus | EA | 630 | 53514103149 | 32.5
57-0057 | BN57 25'Cd/115V/1Ph/Pb25'/cCSAus | EA | 580 | 53514135294 | 32.5
57-0058 | M57 25'Cd/115V/1Ph/BI/cCSAus | EA | 630 | 53514135355 | 28.5
57-0061 | BN57 115V/1Ph/Pb15' Bi/cCSAus | EA | 640 | 53514144265 | 29.5
57-0062 | D57 50'Cd/230V/1Ph/cCSAus | EA | 630 | 53514158309 | 33.5
57-0063 | E57 50'Cd/230V/1Ph/cCSAus | EA | 580 | 53514163907 | 33.5
57-0068 | BE57 25'Cd/230V/1Ph/Pb25'/cCSAus | EA | 620 | 53514272494 | 29.5
57-0069 | E57 35'Cd/230V/1Ph/cCSAus | EA | 500 | 53514306397 | 29.5
585-0005 | Pump,12Vdc W/28Amp Charger/Aquanot II | EA | 1750 | 53514089825 | 35
585-0006 | Pump,12Vdc Pedestal/Aquanot | EA | 1110 | 53514090524 | 20
59-0001 | M59 115V/1Ph/cCSAus | EA | 3470 | 53514024406 | 33
59-0002 | N59 115V/1Ph/cCSAus | EA | 3430 | 53514024413 | 29
59-0003 | D59 230V/1Ph/cCSAus | EA | 3620 | 53514024420 | 33
59-0004 | E59 230V/1Ph/cCSAus | EA | 3580 | 53514024437 | 29
59-0005 | M59 115V/1Ph/Extra Duty | EA | 3510 | 53514024444 | 30
59-0006 | M59 25'Cd/115V/1Ph/cCSAus | EA | 3520 | 53514024451 | 32
59-0007 | M59 15'Cd/115V/1Ph/cCSAus | EA | 3490 | 53514024468 | 30
59-0008 | D59 230V/1Ph/Extra Duty | EA | 3660 | 53514024475 | 30
59-0018 | N59 115V/1Ph/Extra Duty | EA | 3470 | 53514024567 | 29
59-0020 | M59 35'Cd/115V/1Ph/cCSAus | EA | 3550 | 53514024581 | 35
59-0021 | N59 25'Cd/115V/1Ph/cCSAus | EA | 3490 | 53514045180 | 31
59-0022 | N59 35'Cd/115V/1Ph/cCSAus | EA | 3520 | 53514065348 | 33
59-0024 | D59 25' Cd/230V/1Ph/cCSAus | EA | 3670 | 53514167219 | 33
59-0025 | D59 50'Cd/230V/1P/cCSAus | EA | 3730 | 53514167332 | 36
6030-0082 | Valve,Plug 2" Threaded W-Hand Lever | EA | 720 | 53514143107 | 12
6030-0083 | Valve,Plug 3" Threaded W-Hand Lever | EA | 1750 | 53514143114 | 45
6030-0084 | Valve,Plug 2.5" Flanged W-Hand Lever | EA | 2390 | 53514143121 | 45
6030-0085 | Valve,Plug 3" Flanged W-Hand Lever | EA | 2340 | 53514143138 | 53
6030-0086 | Valve,Plug 4"Flanged W-Hand Lever | EA | 2176 | 53514143145 | 66
6030-0087 | Valve,Plug 6" Flanged W-Hand Lever | EA | 2242 | 53514143152 | 102
6030-0088 | Valve,Plug 8" Flanged W-Hand Lever | EA | 2978 | 53514143169 | 172
6030-0160 | Valve,Unicheck-3" Ci Zep | EA | 330 | 53514039523 | 18
6030-0180 | Valve,Unicheck-6" C.I./Flanged | EA | 2203 | 53514044954 | 134
6030-0190 | Valve,Unicheck-8" C.I./Flanged | EA | 3209 | 53514055059 | 200
6030-0194 | Elbow,4" W.W. | EA | 410 | 53514044961 | 41
6030-0195 | Elbow,6" C.I. W.W. | EA | 645 | 53514044978 | 68
6030-0196 | Elbow,Flanged 8" C.I. | EA | 708 | 53514055066 | 107
6030-0197 | Valve,Unicheck-2.5" C.I./Flanged | EA | 1550 | 53514114084 | 29
6030-0200 | Elbow,Flanged 2.5" C.I. WW | EA | 330 | 53514114640 | 20
6030-0201 | Elbow,Flanged 3" C.I. WW | EA | 400 | 53514114633 | 25
6030-0202 | Valve,Unicheck-3" C.I./Flanged | EA | 2070 | 53514122942 | 41
6030-0203 | Valve,Unicheck-4" C.I./Flanged | EA | 2259 | 53514122959 | 65
6030-0205 | Reducer,Eccentric Flang ED 8" To 6" C.I. | EA | 1116 | 53514197766 | 75
6030-0211 | Valve,Plug 2" Flanged W-Hand Lever | EA | 2370 | 53514428686 | 45
6030-0212 | Valve,Unicheck-2" C.I./Flanged | EA | 1450 | 53514428709 | 27
6039-0014 | Guide Rail Asm-Intmed SS4" | EA | 800 | 53514053628 | 8
6039-0021 | Guide Rail Asm-Intmed S.S. 6" | EA | 682 | 53514040727 | 9
6039-0026 | Cable,Choker/SS/180 Fr/.25"Dia | EA | 190 | 53514040369 | 1
6039-0027 | Cable,Choker/Galv/180 Fr/.25"Dia | EA | 180 | 53514040376 | 1
6039-0028 | Cable,Lifting&Choker/Perm/SS/10'Lg/.25"Dia | EA | 670 | 53514040383 | 4
6039-0029 | Cable,Lifting&Choker/Perm/Galv/10'Lg/180Fr | EA | 590 | 53514040390 | 4
6039-0030 | Cable,Lifting&Choker/Rmv/SS/10'Lg/180 Fr/.25"Dia | EA | 830 | 53514040406 | 5
6039-0031 | Cable,Lifting&Choker/Rmv/Galv/10'Lg/180 Fr/.25"D | EA | 660 | 53514040413 | 5
6039-0032 | Cable,Lifting&Choker/Perm/SS/15'Lg/.25"Dia | EA | 540 | 53514040185 | 6
6039-0035 | Elbow,Dry Pit 4"X6" | EA | 2460 | 53514043704 | 120
6039-0042 | Bail,Lifting Rigid 250 Frame/(Zep) | EA | 1010 | 53514056537 | 5
6039-0048 | Adapter,4" Flygt Guide Rail | EA | 680 | 53514059934 | 27
6039-0053 | Adapter,6" Flygt Guide Rail | EA | 737 | 53514063115 | 36
6039-0061 | Cable,Lifting&Choker/Perm/SS/25'Lg/.25"Dia | EA | 760 | 53514086640 | 8
6039-0062 | Cable,Lifting&Choker/Perm/SS/20'Lg/.25"Dia | EA | 730 | 53514087258 | 7
6039-0063 | Cable,Lifting&Choker/Perm/Galv/20'Lg/180Fr | EA | 610 | 53514087760 | 7
6039-0068 | Cable,Lifting&Choker/Perm/SS/30'Lg/.25"Dia | EA | 790 | 53514101336 | 9
6039-0069 | Plate,Adapter Ebarra 6" Rail System | EA | 1690 | 53514111564 | 50
6039-0070 | Adapter,3" Flygt Guide Rail | EA | 690 | 53514118969 | 22
6039-0071 | Kit,Adapter/140Grnd (SEE NOTES) Meyers/2.5" FLG/Hor-D Rail | EA | 480 | 53514118785 | 3
6039-0072 | Disconnect Sys,Rail 6" Cast Iron | EA | 4400 | 53514120603 | 206
6039-0073 | Disconnect Sys,Rail 6" Brass | EA | 9340 | 53514122201 | 211
6039-0094 | Cable,Lifting/Rmv/3/8" dia./SS/16'Lg/Zinc Plated Conn | EA | 590 | 53514182250 | 5
6039-0097 | Cable,Lifting/Rmv/3/8" dia./SS/30'Lg/Zinc Plated Conn | EA | 860 | 53514187927 | 9
6039-0098 | Cable,Lifting/Rmv/3/8" dia./SS/25'Lg/Zinc Plated Conn | EA | 730 | 53514193232 | 6
6039-0100 | Cable,Lifting/Rmv/3/8" dia./SS/50'Lg/Zinc Plated Conn | EA | 1020 | 53514209056 | 16
6039-0105 | Cable,Lifting/Rmv/3/8" dia./SS/20'Lg/Zinc Plated Conn | EA | 770 | 53514289416 | 5
6039-0125 | Elbow,Dry Pit 6"X6" | EA | 3390 | 53514503192 | 120
611-0004 | E611 230V/1Ph/1750/1.0 Bhp/3"Vert-D | EA | 6010 | 53514116194 | 245
611-0005 | E611 230V/1Ph/1750/1.0 Bhp/4"D | EA | 6810 | 53514116200 | 245
611-0006 | J611 200V/3Ph/1750/1.0 Bhp/3" Vert-D | EA | 5650 | 53514116217 | 245
611-0007 | J611 200V/3Ph/1750/1.0 Bhp/4"D | EA | 6450 | 53514116224 | 245
611-0008 | F611 230V/3Ph/1750/1.0 Bhp/3" Vert-D | EA | 5660 | 53514116231 | 245
611-0009 | F611 230V/3Ph/1750/1.0 Bhp/4"D | EA | 6460 | 53514116279 | 245
611-0010 | G611 460V/3Ph/1750/1.0 Bhp/3" Vert-D | EA | 5660 | 53514116309 | 245
611-0011 | G611 460V/3Ph/1750/1.0 Bhp/4"D | EA | 6460 | 53514116316 | 245
611-0014 | F611 50'Cd/230V/3Ph/1750/1.0Bhp/3" Vert-D | EA | 5860 | 53514135850 | 245
611-0015 | F611 75'Cd/230V/3Ph/1750/1.0Bhp/3" Vert-D | EA | 6060 | 53514135867 | 245
611-0016 | F611 230V/3Ph/1750/1.0 Bhp/3"Hor-D | EA | 5620 | 53514136499 | 245
611-0017 | E611 50'Cd/230V/1Ph/1750/1.0Bhp/3" Vert-D | EA | 6210 | 53514140106 | 245
611-0018 | EX611 230V/1Ph/1750/1.0Bhp/3" Vert-D/Ex Pr | EA | 7720 | 53514155322 | 295
611-0019 | EX611 230V/1Ph/1750/1.0Bhp/3"Hor-D/Ex Pr | EA | 7720 | 53514157135 | 295
611-0020 | EX611 230V/1Ph/1750/1.0Bhp/4"D/Ex Pr | EA | 8390 | 53514157142 | 295
611-0021 | JX611 200V/3Ph/1750/1.0Bhp/3" Vert-D/Ex Pr | EA | 7390 | 53514157159 | 295
611-0022 | JX611 200V/3Ph/1750/1.0Bhp/3"Hor-D/Ex Pr | EA | 7340 | 53514157173 | 295
611-0023 | JX611 200V/3Ph/1750/1.0Bhp/4"D/Ex Pr | EA | 8190 | 53514157180 | 295
611-0024 | FX611 230V/3Ph/1750/1.0Bhp/3" Vert-D/Ex Pr | EA | 7400 | 53514157197 | 295
611-0025 | FX611 230V/3Ph/1750/1.0Bhp/3"Hor-D/Ex Pr | EA | 7360 | 53514157203 | 295
611-0026 | FX611 230V/3Ph/1750/1.0Bhp/4"D/Ex Pr | EA | 8200 | 53514157210 | 295
611-0027 | GX611 460V/3Ph/1750/1.0Bhp/3" Vert-D/Ex Pr | EA | 7400 | 53514157227 | 295
611-0028 | GX611 460V/3Ph/1750/1.0Bhp/3"Hor-D/Ex Pr | EA | 7360 | 53514157234 | 295
611-0029 | GX611 460V/3Ph/1750/1.0Bhp/4"D/Ex Pr | EA | 8200 | 53514157258 | 295
611-0033 | J611 35'Cd/200V/3Ph/1750/1.0Bhp/3" Vert-D | EA | 5720 | 53514160630 | 245
611-0034 | E611 230V/1Ph/1750/1.0 Bhp/3"Hor-D | EA | 5970 | 53514187330 | 245
611-0035 | G611 460V/3Ph/1750/1.0 Bhp/3"Hor-D | EA | 5620 | 53514203689 | 245
611-0036 | E611 50'Cd/230V/1Ph/1750/1.0Bhp/4"D | EA | 7010 | 53514206512 | 245
611-0037 | GX611 50"Cd/460V/3Ph/1750/1.0Bhp/3" Vert-D/Ex Pr | EA | 7680 | 53514208004 | 295
611-0038 | J611 200V/3Ph/1750/1.0 Bhp/3" Hor-D | EA | 5600 | 53514216917 | 245
611-0039 | JX611 35'Cd/200V/3Ph/1750/1.0Bhp/4"D/Ex Pr | EA | 8290 | 53514285500 | 295
611-0040 | JX611 50'Cd/200V/3Ph/1750/1.0Bhp/4"D/Ex Pr | EA | 8460 | 53514332235 | 295
611-0041 | G611 35'Cd/460V/3Ph/1750/1.0 Bhp/3"Vert-D | EA | 5740 | 53514346607 | 245
611-0042 | J611 50'Cd/200V/3Ph/1750/1.0Bhp/3" Vert-D | EA | 5840 | 53514350468 | 245
611-0043 | G611 35'Cd/460V/3Ph/1750/1.0 Bhp/3"Hor-D | EA | 5700 | 53514352158 | 245
611-0045 | EX611 50'Cd/230V/1Ph/1750/1.0Bhp/3"Vert-D/Ex Pr | EA | 7900 | 53514391881 | 295
611-0047 | G611 50'Cd/460V/3Ph/1750/1.0 Bhp/3"Hor-D | EA | 5810 | 53514422899 | 245
611-0048 | E611 35'Cd/230V/1Ph/1750/1.0Bhp/4"D | EA | 6890 | 53514459161 | 245
611-0049 | G611 50'Cd/460V/3Ph/1750/1.0 Bhp/4"D | EA | 6660 | 53514472795 | 245
621-0004 | E621 230V/1Ph/1750/1.5 Bhp/3"Vert-D | EA | 6010 | 53514116347 | 245
621-0005 | E621 230V/1Ph/1750/1.5 Bhp/4"D | EA | 6810 | 53514116361 | 245
621-0006 | J621 200V/3Ph/1750/1.5 Bhp/3"Vert-D | EA | 5650 | 53514116378 | 245
621-0007 | J621 200V/3Ph/1750/1.5 Bhp/4"D | EA | 6450 | 53514116385 | 245
621-0008 | F621 230V/3Ph/1750/1.5 Bhp/3"Vert-D | EA | 5660 | 53514116392 | 245
621-0009 | F621 230V/3Ph/1750/1.5 Bhp/4"D | EA | 6460 | 53514116408 | 245
621-0010 | G621 460V/3Ph/1750/1.5 Bhp/3"Vert-D | EA | 5660 | 53514116415 | 245
621-0011 | G621 460V/3Ph/1750/1.5 Bhp/4"D | EA | 6460 | 53514116422 | 245
621-0015 | E621 50'Cd/230V/1Ph/1750/1.5Bhp/3"Vert-D | EA | 6210 | 53514136468 | 245
621-0016 | F621 230V/3P/1750/1.5Bhp/3"Hor-D | EA | 5620 | 53514138356 | 245
621-0017 | G621 50'Cd/460V/3Ph/1750/1.5Bhp/3"Vert-D | EA | 5860 | 53514142254 | 245
621-0018 | G621 460V/3Ph/1750/1.5Bhp/3"Hor-D | EA | 5620 | 53514146429 | 245
621-0019 | J621 200V/3Ph/1750/1.5 Bhp/3"Hor-D/ | EA | 5600 | 53514147372 | 245
621-0020 | EX621 230V/1Ph/1750/1.5 Bhp/3"Vert-D/Ex Pr | EA | 7850 | 53514155339 | 295
621-0021 | EX621 230V/1Ph/1750/1.5 Bhp/3"Hor-D/Ex Pr | EA | 7850 | 53514157302 | 295
621-0022 | EX621 230V/1Ph/1750/1.5 Bhp/4"D/Ex Pr | EA | 8390 | 53514157319 | 295
621-0023 | JX621 200V/3Ph/1750/1.5 Bhp/3"Vert-D/Ex Pr | EA | 7390 | 53514157326 | 295
621-0024 | JX621 200V/3Ph/1750/1.5 Bhp/3"Hor-D/Ex Pr | EA | 7340 | 53514157333 | 295
621-0025 | JX621 200V/3Ph/1750/1.5 Bhp/4"D/Ex Pr | EA | 8180 | 53514157340 | 295
621-0026 | FX621 230V/3Ph/1750/1.5 Bhp/3"Vert-D/Ex Pr | EA | 7400 | 53514157357 | 295
621-0027 | FX621 230V/3Ph/1750/1.5 Bhp/3"Hor-D/Ex Pr | EA | 7360 | 53514157401 | 295
621-0028 | FX621 230V/3Ph/1750/1.5 Bhp/4"D/Ex Pr | EA | 8200 | 53514157425 | 295
621-0029 | GX621 460V/3Ph/1750/1.5 Bhp/3"Vert-D/Ex Pr | EA | 7400 | 53514157449 | 295
621-0030 | GX621 460V/3Ph/1750/1.5 Bhp/3"Hor-D/Ex Pr | EA | 7360 | 53514157487 | 295
621-0031 | GX621 460V/3Ph/1750/1.5 Bhp/4"D/Ex Pr | EA | 8200 | 53514157548 | 295
621-0035 | J621 50'Cd/200V/3Ph/1750/1.5Bhp/4"D | EA | 6640 | 53514155124 | 245
621-0036 | EX621 35'Cd/230V/1Ph/1750/1.5Bhp/3"Vert-D/Ex Pr | EA | 7960 | 53514162580 | 295
621-0037 | E621 230V/1Ph/1750/1.5 Bhp/3"Hor-D | EA | 5970 | 53514176136 | 245
621-0038 | J621 50'Cd/200V/3Ph/1750/1.5Bhp/3"Hor-D | EA | 5800 | 53514182328 | 245
621-0039 | E621 35'Cd/230V/1Ph/1750/1.5Bhp/4"D | EA | 6890 | 53514184841 | 245
621-0040 | G621 50'Cd/460V/3Ph/1750/1.5Bhp/3"Hor-D | EA | 5810 | 53514187644 | 245
621-0041 | E621 35'Cd/230V/1Ph/1750/1.5Bhp/3"Vert-D | EA | 6090 | 53514202040 | 245
621-0042 | G621 50'Cd/460V/3Ph/1750/1.5Bhp/4"D | EA | 6660 | 53514204082 | 245
621-0043 | JX621 50'Cd/200V/3P/1750/1.5Bhp/3"Vert-D/Ex Pr | EA | 7660 | 53514205461 | 295
621-0044 | E621 50'Cd/230V/1Ph/1750/1.5Bhp/4"D | EA | 7010 | 53514206505 | 245
621-0045 | JX621 50'Cd/200V/3Ph/1750/1.5 Bhp/3"Hor-D/Ex Pr | EA | 7620 | 53514259136 | 295
621-0046 | G621 35'Cd/460V/3Ph/1750/1.5Bhp/4"D | EA | 6540 | 53514260484 | 245
621-0047 | F621 75'Cd/230V/3Ph/1750/1.5 Bhp/4"D | EA | 6860 | 53514279813 | 245
621-0048 | F621 35'Cd/230V/3Ph/1750/1.5 Bhp/3"Vert-D | EA | 5740 | 53514283933 | 245
621-0050 | J621 35'Cd/200V/3Ph/1750/1.5 Bhp3" Vert-D | EA | 5720 | 53514364656 | 245
621-0051 | J621 50'Cd/200V/3Ph/1750/1.5 Bhp/3" Vert-D | EA | 5840 | 53514370046 | 245
621-0053 | G621 35'Cd/460V/3Ph/1750/1.5Bhp/3"Hor-D | EA | 5700 | 53514373474 | 245
621-0056 | JX621 35'Cd/200V/3Ph/1750/1.5 Bhp/4"D/Ex Pr | EA | 8290 | 53514429331 | 295
621-0059 | J621 75'Cd/200V/3Ph/1750/1.5Bhp/3"Hor-D | EA | 6000 | 53514494094 | 245
63-0001 | M63 115V/1Ph/cCSAus | EA | 415 | 53514377281 | 28.5
63-0005 | M63 15'Cd/115V/1Ph/cCSAus | EA | 550 | 53514390501 | 28.5
631-0004 | E631 230V/1Ph/1750/2.0 Bhp/3"Vert-D | EA | 6220 | 53514116453 | 245
631-0005 | E631 230V/1Ph/1750/2.0 Bhp/4"D | EA | 7020 | 53514116460 | 245
631-0006 | J631 200V/3Ph/1750/2.0 Bhp/3"Vert-D | EA | 5660 | 53514116477 | 245
631-0007 | J631 200V/3Ph/1750/2.0 Bhp/4"D | EA | 6460 | 53514116484 | 245
631-0008 | F631 230V/3Ph/1750/2.0 Bhp/3"Vert-D | EA | 5670 | 53514116491 | 245
631-0009 | F631 230V/3Ph/1750/2.0 Bhp/4"D | EA | 6470 | 53514116507 | 245
631-0010 | G631 460V/3Ph/1750/2.0 Bhp/3"Vert-D | EA | 5660 | 53514116514 | 245
631-0011 | G631 460V/3Ph/1750/2.0 Bhp/4"D | EA | 6460 | 53514116521 | 245
631-0012 | BA631 575V/3Ph/1750/2.0 Bhp/3"Vert-D | EA | 5660 | 53514116538 | 245
631-0013 | BA631 575V/3Ph/1750/2.0 Bhp/4"D | EA | 6460 | 53514116545 | 245
631-0014 | J631 200V/3Ph/1750/2.0 Bhp/3"Hor-D | EA | 5610 | 53514117283 | 245
631-0015 | G631 50'Cd/460V/3Ph/1750/2.0Bhp/3"Vert-D | EA | 5860 | 53514120153 | 245
631-0016 | G631 75'Cd/460V/3Ph/1750/2.0Bhp/4"D | EA | 6860 | 53514138899 | 245
631-0017 | E631 230V/1Ph/1750/2.0 Bhp/3"Hor-D | EA | 6180 | 53514141677 | 245
631-0018 | G631 460V/3Ph/1750/2.0 Bhp/3"Hor-D | EA | 5620 | 53514141820 | 245
631-0021 | EX631 230V/1Ph/1750/2.0 Bhp/3"Vert-D/Ex Pr | EA | 8120 | 53514155346 | 295
631-0022 | EX631 230V/1Ph/1750/2.0 Bhp/3"Hor-D/Ex Pr | EA | 8120 | 53514157685 | 295
631-0023 | EX631 230V/1Ph/1750/2.0 Bhp/4"D/Ex Pr | EA | 8550 | 53514157708 | 295
631-0024 | JX631 200V/3Ph/1750/2.0 Bhp/3"Vert-D/Ex Pr | EA | 7580 | 53514157722 | 295
631-0025 | JX631 200V/3Ph/1750/2.0 Bhp/3"Hor-D/Ex Pr | EA | 7580 | 53514157739 | 295
631-0026 | JX631 200V/3Ph/1750/2.0 Bhp/4"D/Ex Pr | EA | 8270 | 53514157746 | 295
631-0027 | FX631 230V/3Ph/1750/2.0 Bhp/3"Vert-D/Ex Pr | EA | 7580 | 53514157760 | 295
631-0028 | FX631 230V/3Ph/1750/2.0 Bhp/3"Hor-D/Ex Pr | EA | 7580 | 53514157784 | 295
631-0029 | FX631 230V/3Ph/1750/2.0 Bhp/4"D/Ex Pr | EA | 8060 | 53514157791 | 295
631-0030 | GX631 460V/3Ph/1750/2.0 Bhp/3"Vert-D/Ex Pr | EA | 7580 | 53514157814 | 295
631-0031 | GX631 460V/3Ph/1750/2.0 Bhp/3"Hor-D/Ex Pr | EA | 7580 | 53514157883 | 295
631-0032 | GX631 460V/3Ph/1750/2.0 Bhp/4"D/Ex Pr | EA | 8280 | 53514157906 | 295
631-0033 | BAX631 575V/3Ph/1750/2.0Bhp/3"Vert-D/Ex Pr | EA | 7760 | 53514157920 | 295
631-0034 | BAX631 575V/3Ph/1750/2.0Bhp/3"Hor-D/Ex Pr | EA | 7760 | 53514157944 | 295
631-0035 | BAX631 575V/3Ph/1750/2.0Bhp/4"D/Ex Pr | EA | 8270 | 53514157968 | 295
631-0036 | J631 35'Cd/200V/3Ph/1750/2.0Bhp/4"D | EA | 6530 | 53514153038 | 255
631-0037 | F631 50'Cd/230V/3Ph/1750/2.0Bhp/3"Vert-D | EA | 5860 | 53514154202 | 245
631-0038 | E631 50'Cd/230V/1Ph/1750/2.0Bhp/3"Vert-D | EA | 6420 | 53514164522 | 245
631-0039 | G631 50'Cd/460V/3Ph/1750/2.0Bhp/3"Hor-D | EA | 5820 | 53514171889 | 245
631-0040 | JX631 50'Cd/200V/3P/1750/2.0Bhp/3"Vert-D/Ex Pr | EA | 7760 | 53514174958 | 295
631-0041 | G631 50'Cd/460V/3Ph/1750/2.0Bhp/4"D | EA | 6660 | 53514201432 | 245
631-0042 | E631 35'Cd/230V/1Ph/1750/2.0Bhp/4"D | EA | 7100 | 53514202941 | 245
631-0043 | G631 35' Cd/460V/3Ph/1750/2.0 Bhp/3"Vert-D | EA | 5740 | 53514251772 | 245
631-0045 | J631 35'Cd/200V/3Ph/1750/2.0 Bhp/3"Vert-D | EA | 5730 | 53514290818 | 245
631-0046 | J631 50'Cd/200V/3Ph/1750/2.0 Bhp/3"Vert-D | EA | 5850 | 53514290832 | 245
631-0047 | FX631 35'Cd/230V/3Ph/1750/2.0 Bhp/3"Vert-D/Ex Pr | EA | 7690 | 53514317812 | 295
631-0048 | GX631 35'Cd/460V/3Ph/1750/2.0 Bhp/3"Hor-D/Ex Pr | EA | 7690 | 53514320768 | 295
631-0049 | F631 50'Cd/230V/3Ph/1750/2.0 Bhp/3"Hor-D | EA | 5820 | 53514334369 | 245
631-0050 | F631 50'Cd/230V/3Ph/1750/2.0 Bhp/4"D | EA | 6660 | 53514339371 | 245
631-0051 | F631 35'Cd/230V/3Ph/1750/2.0 Bhp/4"D | EA | 6540 | 53514340391 | 245
631-0053 | E631 50'Cd/230V/1Ph/1750/2.0 Bhp/3"Hor-D | EA | 6370 | 53514415778 | 245
631-0056 | BA631 50'Cd/575V/3Ph/1750/2.0 Bhp/3"Vert-D | EA | 5850 | 53514433925 | 245
631-0058 | E631 35'Cd/230V/1Ph/1750/2.0 Bhp/3"Hor-D | EA | 6260 | 53514468064 | 245
631-0059 | E631 75'Cd/230V/1Ph/1750/2.0Bhp/4"D | EA | 7420 | 53514473471 | 245
631-0060 | E631 35'Cd/230V/1Ph/1750/2.0Bhp/3"Vert-D | EA | 6300 | 53514473990 | 245
631-0061 | GX631 50'Cd/460V/3Ph/1750/2.0 Bhp/3"Hor-D/Ex Pr | EA | 7760 | 53514494971 | 295
641-0004 | E641 230V/1Ph/1750/3.0 Bhp/3"Vert-D | EA | 6220 | 53514116583 | 245
641-0005 | E641 230V/1Ph/1750/3.0 Bhp/4"D | EA | 7020 | 53514116590 | 245
641-0006 | J641 200V/3Ph/1750/3.0 Bhp/3"Vert-D | EA | 5750 | 53514116606 | 245
641-0007 | J641 200V/3Ph/1750/3.0 Bhp/4"D | EA | 6550 | 53514116613 | 245
641-0008 | F641 230V/3Ph/1750/3.0 Bhp/3"Vert-D | EA | 5760 | 53514116644 | 245
641-0009 | F641 230V/3Ph/1750/3.0 Bhp/4"D | EA | 6560 | 53514116651 | 245
641-0010 | G641 460V/3Ph/1750/3.0 Bhp/3"Vert-D | EA | 5760 | 53514116668 | 245
641-0011 | G641 460V/3Ph/1750/3.0 Bhp/4"D | EA | 6560 | 53514116675 | 245
641-0012 | BA641 575V/3Ph/1750/3.0 Bhp/3"Vert-D | EA | 5750 | 53514116682 | 245
641-0013 | BA641 575V/3Ph/1750/3.0 Bhp/4"D | EA | 6550 | 53514116699 | 245
641-0014 | J641 200V/3Ph/1750/3.0Bhp/3"Hor-D | EA | 5710 | 53514119058 | 245
641-0015 | F641 230V/3Ph/1750/3Bhp/3"Hor-D | EA | 5720 | 53514121440 | 245
641-0016 | G641 460V/3Ph/1750/3.0B Hp/3"Hor-D | EA | 5710 | 53514128333 | 245
641-0017 | F641 35'Cd/230V/3Ph/1750/3.0Bhp/4"D | EA | 6640 | 53514133979 | 245
641-0018 | E641 230V/1Ph/1750/3.0B Hp/3"Hor-D | EA | 6180 | 53514134358 | 245
641-0019 | J641 35'Cd/200V/3Ph/1750/3.0Bhp/3"Vert-D | EA | 5830 | 53514136444 | 245
641-0020 | E641 35'Cd/230V/1Ph/1750/3.0Bhp/4"D | EA | 7100 | 53514136567 | 245
641-0021 | G641 35'Cd/460V/3Ph/1750/3.0Bhp/4"D | EA | 6640 | 53514137434 | 245
641-0022 | J641 50'Cd/200V/3Ph/1750/3.0Bhp/3"Vert-D | EA | 5950 | 53514137601 | 245
641-0023 | E641 50'Cd/230V/1Ph/1750/3.0Bhp/3"Vert-D | EA | 6420 | 53514144647 | 245
641-0025 | E641 50'Cd/230V/1Ph/1750/3.0Bhp/4"D | EA | 7220 | 53514149567 | 245
641-0026 | J641 35'Cd/200V/3Ph/1750/3.0Bhp/4"D | EA | 6630 | 53514152178 | 245
641-0027 | EX641 230V/1Ph/1750/3.0 Bhp/3"Vert-D/Ex Pr | EA | 8560 | 53514155353 | 295
641-0028 | EX641 230V/1Ph/1750/3.0Bhp/3"Hor-D/Ex Pr | EA | 8560 | 53514157364 | 295
641-0029 | EX641 230V/1Ph/1750/3.0Bhp/4"D/Ex Pr | EA | 8550 | 53514157371 | 295
641-0030 | JX641 200V/3Ph/1750/3.0Bhp/3"Vert-D/Ex Pr | EA | 7720 | 53514157388 | 295
641-0031 | JX641 200V/3Ph/1750/3.0Bhp/3"Hor-D/Ex Pr | EA | 7720 | 53514157395 | 295
641-0032 | JX641 200V/3Ph/1750/3.0Bhp/4"D/Ex Pr | EA | 8360 | 53514157418 | 295
641-0033 | FX641 230V/3Ph/1750/3.0Bhp/3"Vert-D/Ex Pr | EA | 7720 | 53514157432 | 295
641-0034 | FX641 230V/3Ph/1750/3.0Bhp/3"Hor-D/Ex Pr | EA | 7720 | 53514157456 | 295
641-0035 | FX641 230V/3Ph/1750/3.0Bhp/4"D/Ex Pr | EA | 8370 | 53514157463 | 295
641-0036 | GX641 460V/3Ph/1750/3.0Bhp/3"Vert-D/Ex Pr | EA | 7720 | 53514157470 | 295
641-0037 | GX641 460V/3Ph/1750/3.0Bhp/3"Hor-D/Ex Pr | EA | 7720 | 53514157494 | 295
641-0038 | GX641 460V/3Ph/1750/3.0Bhp/4"D/Ex Pr | EA | 8370 | 53514157500 | 295
641-0039 | BAX641 575V/3Ph/1750/3.0Bhp/3"Vert-D/Ex Pr | EA | 7900 | 53514157517 | 295
641-0040 | BAX641 575V/3Ph/1750/3.0Bhp/3"Hor-D/Ex Pr | EA | 7900 | 53514157524 | 295
641-0041 | BAX641 575V/3Ph/1750/3.0Bhp/4"D/Ex Pr | EA | 8360 | 53514157531 | 295
641-0042 | F641 50'Cd/230V/3Ph/1750/3.0Bhp/3"Vert-D | EA | 5960 | 53514158385 | 245
641-0043 | E641 35'Cd/230V/1Ph/1750/3.0Bhp/3"Vert-D | EA | 6300 | 53514164201 | 245
641-0044 | G641 50'Cd/460V/3Ph/1750/3.0Bhp/4"D | EA | 6760 | 53514165369 | 245
641-0046 | JX641 50'Cd/200V/3P/1750/3.0Bhp/3"Vert-D/Ex Pr | EA | 7900 | 53514170233 | 295
641-0048 | G641 50'Cd/460V/3Ph/1750/3.0Bhp/3"Hor-D | EA | 5910 | 53514180454 | 245
641-0049 | GX641 50'Cd/460V/3P/1750/3.0Bhp/3"Vert-D/Ex Pr | EA | 7900 | 53514192044 | 295
641-0050 | G641 50'Cd/460V/3Ph/1750/3.0Bhp/3"Vert-D | EA | 5960 | 53514200329 | 245
641-0051 | JX641 50'Cd/200V/3P/1750/3.0Bhp/4"D/Ex Pr | EA | 8640 | 53514202057 | 295
641-0052 | GX641 50'Cd/460V/3P/1750/3.0Bhp/4"D/Ex Pr | EA | 8650 | 53514202781 | 295
641-0053 | J641 50' Cord 200V/3Ph/1750/3.0 Bhp/4"D | EA | 6750 | 53514210991 | 245
641-0054 | F641 50'CD/230V/3Ph/1750/3.0 Bhp/4"D | EA | 6760 | 53514211004 | 245
641-0055 | F641 35'Cd/230V/3Ph/1750/3.0Bhp/3"Vert-D | EA | 5840 | 53514211752 | 245
641-0056 | G641 75'Cd/460V/3Ph/1750/3.0Bhp/4"D | EA | 6950 | 53514211868 | 245
641-0057 | JX641 35'Cd/200V/3Ph/1750/3.0Bhp/3"Vert-D/Ex Pr | EA | 7830 | 53514214111 | 295
641-0058 | J641 75'Cd/200V/3Ph/1750/3.0 Bhp/3"Vert-D | EA | 6140 | 53514253851 | 245
641-0059 | EX641 50'Cd/230V/1Ph/1750/3.0 Bhp/3"Vert-D/Ex Pr | EA | 8440 | 53514278083 | 295
641-0060 | J641 75'Cd/200V/3Ph/1750/3.0 Bhp/4"D | EA | 6940 | 53514281519 | 245
641-0061 | J641 50'Cd/200V/3Ph/1750/3.0Bhp/3"Hor-D | EA | 5900 | 53514291358 | 245
641-0063 | F641 50'Cd/230V/3Ph/1750/3Bhp/3"Hor-D | EA | 5910 | 53514339388 | 245
641-0064 | G641 75'Cd/460V/3Ph/1750/3.0Bhp/3"Vert-D | EA | 6150 | 53514341213 | 245
641-0065 | G641 75'Cd/460V/3Ph/1750/3.0Bhp/4"D | EA | 6950 | 53514341657 | 245
641-0066 | BA641 575V/3Ph/1750/3.0 Bhp/3"Hor-D | EA | 5710 | 53514353070 | 245
641-0067 | G641 35'Cd/460V/3Ph/1750/3.0Bhp/3"Hor-D | EA | 5790 | 53514361334 | 245
641-0068 | J641 75Cd/200V/3Ph/1750/3.0Bhp/3"Hor-D | EA | 6100 | 53514388393 | 245
641-0070 | J641 35'Cd/200V/3Ph/1750/3.0Bhp/3"Hor-D | EA | 5780 | 53514470913 | 245
641-0071 | BAX641 50'Cd/575V/3Ph/1750/3.0Bhp/3"Vert-D/Ex Pr | EA | 8080 | 53514475994 | 295
651-0004 | E651 230V/1Ph/1750/5.0 Bhp/3"Vert-D | EA | 6740 | 53514116705 | 245
651-0005 | E651 230V/1Ph/1750/5.0 Bhp/4"D | EA | 7540 | 53514116712 | 245
651-0006 | J651 200V/3Ph/1750/5.0 Bhp/3"Vert-D | EA | 5950 | 53514116729 | 245
651-0007 | J651 200V/3Ph/1750/5.0 Bhp/4"D | EA | 6750 | 53514116736 | 245
651-0008 | F651 230V/3Ph/1750/5.0 Bhp/3"Vert-D | EA | 5960 | 53514116743 | 245
651-0009 | F651 230V/3Ph/1750/5.0 Bhp/4"D | EA | 6760 | 53514116750 | 245
651-0010 | G651 460V/3Ph/1750/5.0 Bhp/3"Vert-D | EA | 5960 | 53514116767 | 245
651-0011 | G651 460V/3Ph/1750/5.0 Bhp/4"D | EA | 6760 | 53514116774 | 245
651-0012 | BA651 575V/3Ph/1750/5.0 Bhp/3"vert-D | EA | 5900 | 53514116781 | 245
651-0013 | BA651 575V/3Ph/1750/5.0 Bhp/4"D | EA | 6690 | 53514116798 | 245
651-0014 | J651 50'Cd/200V/3Ph/1750/5.0Bhp/3"Vert-D | EA | 6140 | 53514119867 | 245
651-0015 | F651 75'Cd/230V/3Ph/1750/5.0Bhp/4"D | EA | 7150 | 53514121815 | 245
651-0016 | G651 460V/3P/1750/5.0Bhp/3"Hor-D | EA | 5910 | 53514127169 | 245
651-0018 | E651 50'Cd/230V/1Ph/1750/5.0Bhp/3"Hor-D | EA | 7150 | 53514133382 | 250
651-0019 | E651 50'Cd/230V/1Ph/1750/5.0Bhp/4"D | EA | 8000 | 53514140113 | 245
651-0020 | E651 50'Cd/230V/1Ph/1750/5.0Bhp/3"Vert-D | EA | 7190 | 53514146696 | 245
651-0021 | J651 200V/3Ph/1750/5.0 Bhp/3"Hor-D | EA | 5900 | 53514150716 | 245
651-0022 | EX651 230V/1Ph/1750/5.0 Bhp/3"Vert-D/Ex Pr | EA | 9340 | 53514155360 | 295
651-0023 | EX651 230V/1Ph/1750/5.0Bhp/3"Hor-D/Ex Pr | EA | 9340 | 53514157555 | 295
651-0024 | EX651 230V/1Ph/1750/5.0Bhp/4"D/Ex Pr | EA | 9060 | 53514157562 | 295
651-0025 | JX651 200V/3Ph/1750/5.0Bhp/3"Vert-D/Ex Pr | EA | 8770 | 53514157586 | 295
651-0026 | JX651 200V/3Ph/1750/5.0Bhp/3"Hor-D/Ex Pr | EA | 8770 | 53514157609 | 295
651-0027 | JX651 200V/3Ph/1750/5.0Bhp/4"D/Ex Pr | EA | 8490 | 53514157623 | 295
651-0028 | FX651 230V/3Ph/1750/5.0Bhp/3"Vert-D/Ex Pr | EA | 8770 | 53514157630 | 295
651-0029 | FX651 230V/3Ph/1750/5.0Bhp/3"Hor-D/Ex Pr | EA | 8770 | 53514157647 | 295
651-0030 | FX651 230V/3Ph/1750/5.0Bhp/4"D/Ex Pr | EA | 8500 | 53514157654 | 295
651-0031 | GX651 460V/3Ph/1750/5.0Bhp/3"Vert-D/Ex Pr | EA | 8770 | 53514157661 | 295
651-0032 | GX651 460V/3Ph/1750/5.0Bhp/3"Hor-D/Ex Pr | EA | 8770 | 53514157678 | 295
651-0033 | GX651 460V/3Ph/1750/5.0Bhp/4"D/Ex Pr | EA | 8500 | 53514157692 | 295
651-0034 | BAX651 575V/3Ph/1750/5.0Bhp/3"Vert-D/Ex Pr | EA | 8940 | 53514157715 | 295
651-0035 | BAX651 575V/3Ph/1750/5.0Bhp/3"Hor-D/Ex Pr | EA | 8930 | 53514157753 | 295
651-0036 | BAX651 575V/3Ph/1750/5.0Bhp/4"D/Ex Pr | EA | 8670 | 53514157777 | 295
651-0037 | J651 35'Cd/200V/3Ph/1750/5.0Bhp/3"Vert-D | EA | 6210 | 53514153427 | 248
651-0038 | F651 35'Cd/230V/3Ph/1750/5.0Bhp/3"Vert-D | EA | 6040 | 53514154226 | 245
651-0039 | E651 35'Cd/230V/1Ph/1750/5.0Bhp/4"D | EA | 7720 | 53514159306 | 245
651-0040 | F651 50'Cd/230V/3Ph/1750/5.0Bhp/4"D | EA | 6960 | 53514159405 | 245
651-0041 | E651 230V/1Ph/1750/5.0 Bhp/3"Hor-D | EA | 6700 | 53514170165 | 245
651-0042 | J651 50'Cd/200V/3Ph/1750/5.0Bhp/4"D | EA | 6940 | 53514171599 | 245
651-0043 | G651 50'Cd/460V/3Ph/1750/5.0Bhp/3"Vert-D | EA | 6150 | 53514173791 | 245
651-0044 | G651 50'Cd/460V/3Ph/1750/5.0Bhp/4"D | EA | 6950 | 53514174422 | 245
651-0045 | F651 230V/3Ph/1750/5.0 Bhp/3"Hor-D | EA | 5920 | 53514174484 | 245
651-0046 | G651 35'Cd/460V/3Ph/1750/5.0 Bhp/4"D | EA | 6830 | 53514176389 | 245
651-0047 | G651 35'Cd/460V/3Ph/1750/5.0Bhp/3"Vert-D | EA | 6030 | 53514179038 | 245
651-0048 | E651 35'Cd/230V/1Ph/1750/5.0Bhp/3"Vert-D | EA | 6920 | 53514182212 | 245
651-0050 | J651 35'Cd/200V/3Ph/1750/5.0Bhp/4"D | EA | 6830 | 53514196769 | 245
651-0051 | J651 35'Cd/200V/3Ph/1750/5.0Bhp/3"Hor-D | EA | 5980 | 53514197131 | 245
651-0052 | G651 35'Cd/460V/3Ph/1750/5.0Bhp/3"Hor-D | EA | 5990 | 53514197728 | 245
651-0053 | BAX651 50'Cd/575V/3Ph/1750/5.0Bhp/3"Vert-D/Ex Pr | EA | 9140 | 53514198978 | 295
651-0054 | F651 35'Cd/230V/3P/1750/5.0Bhp/3"Hor-D | EA | 5990 | 53514206581 | 245
651-0055 | E651 35'Cd/230V/1Ph/1750/5.0Bhp/3"Hor-D | EA | 6880 | 53514206567 | 245
651-0057 | J651 75'Cd/200V/3Ph/1750/5.0Bhp/4"D | EA | 7140 | 53514266066 | 245
651-0058 | F651 50'Cd/230V/3Ph/1750/5.0 Bhp/3"Vert-D | EA | 6160 | 53514282417 | 245
651-0059 | G651 75'Cd/460V/3Ph/1750/5.0Bhp/3"Vert-D | EA | 6350 | 53514283834 | 245
651-0061 | J651 50'Cd/200V/3Ph/1750/5.0Bhp/3"Hor-D | EA | 6100 | 53514351984 | 245
651-0062 | JX651 50'Cd/200V/3Ph/1750/5.0Bhp/4"D/Ex Pr | EA | 8770 | 53514357948 | 295
651-0063 | J651 50'Cd/200V/3Ph/1750/5.0Bhp/3"Vert-D | EA | 6140 | 53514362591 | 248
651-0064 | JX651 50'Cd/200V/3Ph/1750/5.0Bhp/3"Vert-D/Ex Pr | EA | 8970 | 53514397746 | 295
651-0068 | BA651 575V/3Ph/1750/5.0 Bhp/3" Hor-D | EA | 5900 | 53514445027 | 245
651-0069 | GX651 50'Cd/460V/3Ph/1750/5.0Bhp/3" Vert-D/Ex Pr | EA | 8970 | 53514456009 | 295
651-0070 | BA651 50'Cd/575V/3Ph/1750/5.0 Bhp/3"Vert-D | EA | 6080 | 53514459376 | 245
651-0072 | E651 75'Cd/230V/1Ph/1750/5.0Bhp/4"D | EA | 8460 | 53514473488 | 25
651-0073 | GX651 35'Cd/460V/3Ph/1750/5.0Bhp/4"D/Ex Pr | EA | 8600 | 53514473778 | 295
651-0074 | GX651 50'Cd/460V/3Ph/1750/5.0Bhp/4"D/Ex Pr | EA | 8780 | 53514475567 | 295
661-0006 | J661 200V/3Ph/1750/7.5 Bhp/3"Vert-D | EA | 6440 | 53514116842 | 245
661-0007 | J661 200V/3Ph/1750/7.5 Bhp/4"D | EA | 7240 | 53514116859 | 245
661-0008 | F661 230V/3Ph/1750/7.5 Bhp/3"Vert-D | EA | 6430 | 53514116866 | 245
661-0009 | F661 230V/3Ph/1750/7.5 Bhp/4"D | EA | 7230 | 53514116873 | 245
661-0010 | G661 460V/3Ph/1750/7.5 Bhp/3"Vert-D | EA | 6360 | 53514116880 | 245
661-0011 | G661 460V/3Ph/1750/7.5 Bhp/4"D | EA | 6880 | 53514116897 | 245
661-0012 | BA661 575V/3Ph/1750/7.5 Bhp/3"Vert-D | EA | 6760 | 53514116903 | 245
661-0013 | BA661 575V/3Ph/1750/7.5 Bhp/4"D | EA | 6690 | 53514116910 | 245
661-0014 | G661 75'Cd/460V/3Ph/1750/7.5Bhp/4"D | EA | 7270 | 53514131333 | 245
661-0015 | F661 75'Cd/230V/3Ph/1750/7.5Bhp/4"D | EA | 8150 | 53514131982 | 245
661-0016 | F661 35'Cd/230V/3Ph/1750/7.5Bhp/4"D | EA | 7410 | 53514135300 | 245
661-0017 | J661 75'Cd/200V/3Ph/1750/7.5Bhp/4"D | EA | 8160 | 53514136543 | 245
661-0018 | F661 50'Cd/230V/3Ph/1750/7.5Bhp/3"Vert-D | EA | 6890 | 53514148799 | 245
661-0019 | G661 35'Cd/460V/3Ph/1750/7.5Bhp/4"D | EA | 6960 | 53514148980 | 245
661-0020 | F661 50'Cd/230V/3Ph/1750/7.5Bhp/4"D | EA | 7690 | 53514150839 | 241
661-0021 | JX661 200V/3Ph/1750/7.5 Bhp/3"Vert-D/Ex Pr | EA | 9570 | 53514155377 | 295
661-0022 | JX661 200V/3Ph/1750/7.5Bhp/3"Hor-D/Ex Pr | EA | 9560 | 53514157807 | 295
661-0023 | JX661 200V/3Ph/1750/7.5Bhp/4"D/Ex Pr | EA | 9270 | 53514157821 | 295
661-0024 | FX661 230V/3Ph/1750/7.5Bhp/3"Vert-D/Ex Pr | EA | 9570 | 53514157838 | 295
661-0025 | FX661 230V/3Ph/1750/7.5Bhp/3"Hor-D/Ex Pr | EA | 9560 | 53514157845 | 295
661-0026 | FX661 230V/3Ph/1750/7.5Bhp/4"D/Ex Pr | EA | 9270 | 53514157852 | 295
661-0027 | GX661 460V/3Ph/1750/7.5Bhp/3"Vert-D/Ex Pr | EA | 9530 | 53514157869 | 295
661-0028 | GX661 460V/3Ph/1750/7.5Bhp/3"Hor-D/Ex Pr | EA | 9520 | 53514157876 | 295
661-0029 | GX661 460V/3Ph/1750/7.5Bhp/4"D/Ex Pr | EA | 9610 | 53514157890 | 295
661-0030 | BAX661 575V/3Ph/1750/7.5Bhp/3"Vert-D/Ex Pr | EA | 9680 | 53514157913 | 295
661-0031 | BAX661 575V/3Ph/1750/7.5Bhp/3"Hor-D/Ex Pr | EA | 9680 | 53514157937 | 295
661-0032 | BAX661 575V/3Ph/1750/7.5Bhp/4"D/Ex Pr | EA | 9760 | 53514157951 | 295
661-0033 | J661 50'Cd/200V/3Ph/1750/7.5Bhp/3"Hor-D | EA | 6850 | 53514155131 | 245
661-0034 | G661 50'Cd/460V/3Ph/1750/7.5Bhp/3"Vert-D | EA | 6550 | 53514159177 | 245
661-0035 | J661 200V/3Ph/1750/7.5 Bhp/3"Hor-D | EA | 6400 | 53514172992 | 245
661-0037 | G661 460V/3Ph/1750/7.5 Bhp/3"Hor-D | EA | 6360 | 53514175122 | 245
661-0038 | J661 50'Cd/200V/3Ph/1750/7.5Bhp/4"D | EA | 7700 | 53514181536 | 245
661-0039 | J661 50'Cd/200V/3Ph/1750/7.5Bhp/3"Vert-D | EA | 6900 | 53514183110 | 245
661-0040 | F661 230V/3Ph/1750/7.5 Bhp/3"Hor-D | EA | 6390 | 53514195144 | 245
661-0041 | JX661 50'Cd/200V/3P/1750/7.5Bhp/4"D/Ex Pr | EA | 9580 | 53514203467 | 295
661-0042 | G661 50'Cd/460V/3Ph/1750/7.5Bhp/3"Hor-D | EA | 6550 | 53514207472 | 245
661-0043 | G661 35'Cd/460V/3Ph/1750/7.5Bhp/3"Vert-D | EA | 6480 | 53514219666 | 245
661-0044 | G661 50'Cd/460V/3Ph/1750/7.5 Bhp/4"D | EA | 7080 | 53514230739 | 245
661-0047 | J661 35'Cd/200V/3Ph/1750/7.5 Bhp/3"Vert-D | EA | 6620 | 53514282073 | 245
661-0048 | J661 35'Cd/200V/3Ph/1750/7.5Bhp/4"D | EA | 7420 | 53514288198 | 245
661-0049 | F661 75'Cd/230V/3Ph/1750/7.5 Bhp/3"Vert-D | EA | 7350 | 53514317027 | 245
661-0050 | J661 75'Cd/200V/3Ph/1750/7.5Bhp/3"Vert-D | EA | 7360 | 53514344979 | 245
661-0051 | J661 35'Cd/200V/3Ph/1750/7.5Bhp/3"Hor-D | EA | 6580 | 53514351359 | 245
661-0052 | BA661 575V/3Ph/1750/7.5 Bhp/3" Hor-D | EA | 6590 | 53514379704 | 245
661-0055 | BAX661 50'Cd/575V/3Ph/1750/7.5Bhp/4"D/Ex Pr | EA | 9960 | 53514418588 | 295
661-0056 | JX661 50'Cd/200V/3Ph/1750/7.5 Bhp/3"Vert-D/Ex Pr | EA | 9790 | 53514458157 | 295
661-0057 | BA661 50'Cd/575V/3Ph/1750/7.5 Bhp/3"Vert-D | EA | 6950 | 53514459383 | 245
661-0058 | GX661 50'Cd/460V/3Ph/1750/7.5Bhp/4"D/Ex Pr | EA | 9580 | 53514472771 | 295
72-0001 | M72 115V/1Ph/cCSAus | EA | 272 | 53514105488 | 9.5
72-0002 | N72 115V/1Ph/cCSAus | EA | 300 | 53514105495 | 9.5
73-0001 | M73 115V/1P/60Hz/cCSAus | EA | 251 | 53514351687 | 12.4
75-0001 | M75 115V/1Ph/60Hz/1/2Hp/cCSAus | EA | 380 | 53514361662 | 16.5
75-0002 | N75 10'Cd/115V/1Ph/60Hz/1/2Hp/cCSAus | EA | 250 | 53514411473 | 16.5
75-0005 | N75 20'Cd/115V/1Ph/60Hz/1/2Hp/cCSAus | EA | 270 | 53514411480 | 16.5
803-0001 | M803 115V/1Ph/cCSAus | EA | 1496 | 53514365080 | 65
803-0002 | N803 115V/1Ph/cCSAus | EA | 1466 | 53514365318 | 65
803-0003 | D803 230V/1Ph/cCSAus | EA | 2020 | 53514365325 | 65
803-0004 | E803 230V/1Ph/cCSAus | EA | 1990 | 53514365332 | 65
803-0005 | BN803 115V/1Ph/PB15'/cCSAus | EA | 2140 | 53514365349 | 65
803-0006 | BE803 230V/1Ph/PB15'/cCSAus | EA | 2060 | 53514365356 | 65
803-0015 | E803 35'Cd/230V/1Ph/cCSAus | EA | 1960 | 53514431792 | 65
803-0016 | N803 25'Cd/115V/1Ph/cCSAus | EA | 2070 | 53514441371 | 65
803-0018 | N803 35'Cd/115V/1Ph/cCSAus | EA | 2120 | 53514449698 | 65
803-0019 | M803 35'Cd/115V/1Ph/cCSAus | EA | 2210 | 53514462857 | 65
803-0022 | M803 25'Cd/115V/1Ph/cCSAus | EA | 2150 | 53514468354 | 65
805-0001 | M805 115V/1Ph/cCSAus | EA | 1609 | 53514364700 | 65
805-0002 | N805 115V/1Ph/cCSAus | EA | 1580 | 53514365387 | 65
805-0003 | D805 230V/1Ph/cCSAus | EA | 2020 | 53514365394 | 65
805-0004 | E805 230V/1Ph/cCSAus | EA | 1940 | 53514365400 | 65
805-0005 | BN805 115V/1Ph/PB15'/cCSAus | EA | 2140 | 53514365363 | 65
805-0006 | BE805 230V/1Ph/PB15'/cCSAus | EA | 2060 | 53514365370 | 65
805-0012 | N805 25'Cd/115V/1Ph/cCSAus | EA | 2070 | 53514425524 | 65
805-0014 | M805 35'Cd/115V/1Ph/cCSAus | EA | 2210 | 53514432911 | 65
805-0016 | M805 25'Cd/115V/1Ph/cCSAus | EA | 2160 | 53514453749 | 65
805-0017 | N805 35'Cd/115V/1Ph/cCSAus | EA | 2130 | 53514456375 | 65
805-0020 | E805 35'Cd/230V/1Ph/cCSAus | EA | 1960 | 53514475185 | 65
807-0001 | M807 115V/1Ph/cCSAus | EA | 1744 | 53514361310 | 65
807-0002 | N807 115V/1Ph/cCSAus | EA | 1714 | 53514365417 | 65
807-0003 | D807 230V/1Ph/cCSAus | EA | 2020 | 53514365424 | 65
807-0004 | E807 230V/1Ph/cCSAus | EA | 1990 | 53514362010 | 65
807-0005 | BN807 115V/1Ph/PB15'/cCSAus | EA | 2140 | 53514365431 | 65
807-0006 | BE807 230V/1Ph/PB15'/cCSAus | EA | 2060 | 53514365448 | 65
807-0021 | E807 35'Cd/230V/1Ph/cCSAus | EA | 2000 | 53514405502 | 65
807-0022 | E807 25'Cd/230V/1Ph/cCSAus | EA | 1950 | 53514439224 | 65
810-0004 | E810 230V/1Ph/1Hp/PC Grinder/cCSAus/CSANSF/ANSI 46 | EA | 2383 | 53514184896 | 88
810-0007 | E810 25'Cd/230V/1Ph/1Hp/PC Grinder/cCSAus/CSA NSF/ANSI 46 | EA | 3150 | 53514203924 | 88
810-0008 | E810 50' Cord/230V/1Ph/1Hp/PC Grinder/cCSAus/CSA NSF/ANSI 46 | EA | 3240 | 53514224561 | 88
810-0009 | E810 35' Cord/230V/1Ph/1Hp/PC Grinder/cCSAus/CSA NSF/ANSI 46 | EA | 3200 | 53514249199 | 88
81-0001 | M81 115V/1Ph/cCSAus | EA | 328 | 53514024666 | 15
810-0010 | RE810 230V/1Ph/1Hp/Manual Run/PC Grinder/cCSAus/CSA NSF/ANSI 46 | EA | 3310 | 53514337117 | 88
810-0011 | RWD810 230V/1Ph/1Hp/Manual Run/PC Grinder/cCSAus/CSA NSF/ANSI 46 | EA | 3630 | 53514368968 | 88
815-0004 | E815 230V/1Ph/2Hp/PC Grinder/cCSAus/CSANSF/ANSI 46 | EA | 2633 | 53514184919 | 91
815-0006 | E815 35'Cd/230V/1Ph/2Hp/PC Grinder/cCSAus/CSA NSF/ANSI 46 | EA | 3520 | 53514192471 | 92
815-0008 | E815 50'Cd/230V/1Ph/2Hp/PC Grinder/cCSAus/CSA NSF/ANSI 46 | EA | 3570 | 53514207038 | 94
815-0012 | E815 25'Cd/230V/1Ph/2Hp/PC Grinder/cCSAus/CSA NSF/ANSI 46 | EA | 2723 | 53514355371 | 91
815-0013 | RWD815 230V/1Ph/2Hp/Manual Run/PC Grinder/cCSAus/CSA NSF/ANSI 46 | EA | 3910 | 53514362379 | 91
815-0017 | RWH815 200-208V/1Ph/2Hp/Manual Run/PC Grinder/cCSAus/CSA NSF/ANSI 46 | EA | 3880 | 53514468682 | 91
818-0002 | N818 115V/1Ph/60Hz/Na/CSA | EA | 2256 | 53514402068 | 88
818-0004 | E818 230V/1Ph/60Hz/Na/cCSAus | EA | 2256 | 53514402075 | 88
818-0005 | I818 200-208V/1Ph/60Hz/Na/cCSAus | EA | 2510 | 53514402082 | 88
818-0006 | WM818 115V/1Ph/60Hz/Auto/CSA | EA | 2820 | 53514402099 | 88
818-0007 | WD818 230V/1Ph/60Hz/Auto/cCSAus | EA | 2730 | 53514402105 | 88
818-0008 | WH818 200-208V/1Ph/60Hz/Auto/cCSAus | EA | 2790 | 53514402112 | 88
818-0009 | BN818 115V/1Ph/60Hz/20'Pb/CSA | EA | 2840 | 53514404499 | 88
818-0010 | BE818 230V/1Ph/60Hz/20'Pb/cCSAus | EA | 2660 | 53514404512 | 88
818-0017 | J818 200-208V/3Ph/60Hz/Na/cCSAus | EA | 2550 | 53514413101 | 88
818-0018 | F818 230V/3Ph/60Hz/Na/cCSAus | EA | 2570 | 53514413125 | 88
818-0020 | G818 460V/3Ph/60Hz/Na/cCSAus | EA | 2560 | 53514413187 | 88
818-0021 | BA818 575V/3Ph/60Hz/Na/cCSAus | EA | 2580 | 53514413200 | 88
818-0022 | N818 50'Cd/115V/1Ph/60Hz/Na/CSA | EA | 2980 | 53514413873 | 88
818-0023 | E818 50'Cd/230V/1Ph/60Hz/Na/CSA | EA | 2720 | 53514413897 | 88
818-0024 | I818 50'Cd/200-208V/1Ph/60Hz/Na/cCSAus | EA | 2650 | 53514422592 | 88
818-0035 | J818 50'Cd/200-208V/3Ph/60Hz/Na | EA | 2710 | 53514427276 | 88
818-0036 | F818 50'Cd/230V/3Ph/60Hz/Na/cCSAus | EA | 2730 | 53514427313 | 88
818-0037 | G818 50'Cd/460V/3Ph/60Hz/Na/cCSAus | EA | 2730 | 53514427344 | 88
818-0038 | BA818 50'Cd/575V/3Ph/60Hz/Na/cCSAus | EA | 2740 | 53514427368 | 88
818-0039 | I818 35'Cd/200-208V/1Ph/60Hz/Na/cCSAus | EA | 2600 | 53514429751 | 88
818-0042 | N818 35'Cd/115V/1Ph/60Hz/Na/CSA | EA | 2880 | 53514439026 | 88
818-0043 | N818 25'Cd/115V/1Ph/60Hz/Na/CSA | EA | 2820 | 53514445683 | 88
818-0044 | I818 25'Cd/200-208V/1Ph/60Hz/Na/cCSAus | EA | 2570 | 53514447236 | 88
818-0045 | WH818 50'Cd/200-208V/1Ph/60Hz/Auto/cCSAus | EA | 2920 | 53514450847 | 88
818-0046 | E818 35'Cd/230V/1Ph/60Hz/Na/CSA | EA | 2670 | 53514455743 | 88
818-0047 | J818 25'Cd/200-208V/3Ph/60Hz/Na | EA | 2570 | 53514460785 | 88
818-0048 | G818 25'Cd/460V/3Ph/60Hz/Na/cCSAus | EA | 2630 | 53514494650 | 88
819-0004 | E819 230V/1Ph/60Hz/Na/cCSAus | EA | 2820 | 53514402129 | 88
819-0005 | I819 200-208V/1Ph/60Hz/Na/cCSAus | EA | 2660 | 53514402136 | 88
819-0006 | WD819 230V/1Ph/60Hz/Auto/cCSAus | EA | 2980 | 53514402143 | 88
819-0007 | WH819 200-208V/1Ph/60Hz/Auto/cCSAus | EA | 2990 | 53514402150 | 88
819-0008 | BE819 230V/1Ph/60Hz/20'Pb/cCSAus | EA | 3010 | 53514404536 | 88
819-0013 | J819 200-208V/3Ph/60Hz/Na/cCSAus | EA | 2680 | 53514413224 | 88
819-0014 | F819 230V/3Ph/60Hz/Na/cCSAus | EA | 2680 | 53514413248 | 88
819-0016 | G819 460V/3Ph/60Hz/Na/cCSAus | EA | 2680 | 53514413286 | 88
819-0017 | BA819 575V/3Ph/60Hz/Na/cCSAus | EA | 2830 | 53514413309 | 88
819-0018 | I819 50'Cd/200-208V/1Ph/60Hz/Na/cCSAus | EA | 2800 | 53514422615 | 88
819-0019 | E819 50'Cd/230V/1Ph/60Hz/Na/cCSAus | EA | 2960 | 53514422639 | 88
819-0032 | WD819 25'Cd/230V/1Ph/60Hz/Auto/cCSAus | EA | 3040 | 53514436360 | 88
819-0033 | J819 50'Cd/200-208V/3Ph/60Hz/Na/cCSAus | EA | 2730 | 53514438173 | 88
819-0034 | G819 50'Cd/460V/3Ph/60Hz/Na/cCSAus | EA | 2840 | 53514438159 | 88
819-0035 | F819 50'Cd/230V/3Ph/60Hz/Na/cCSAus | EA | 2840 | 53514438180 | 88
819-0036 | WH819 25'Cd/200-208V/1Ph/60Hz/Auto/cCSAus | EA | 3010 | 53514455491 | 88
819-0037 | I819 35'Cd/200-208V/1Ph/60Hz/Na/cCSAus | EA | 2750 | 53514455880 | 88
819-0038 | G819 35'Cd/460V/3Ph/60Hz/Na/cCSAus | EA | 2800 | 53514465902 | 88
819-0039 | J819 25'Cd/200-208V/3Ph/60Hz/Na/cCSAus | EA | 2790 | 53514486198 | 88
820-0004 | E820 230V/1Ph/60Hz/Na/cCSAus | EA | 2553 | 53514068141 | 88
820-0005 | WH820 200V/1Ph/60Hz/Auto/cCSAus | EA | 2970 | 53514068158 | 89
820-0006 | I820 200-208V/1Ph/60Hz/Na/cCSAus | EA | 2710 | 53514068165 | 88
820-0007 | J820 200-208V/3Ph/60H/cCSAus | EA | 2930 | 53514068172 | 81
820-0008 | F820 230V/3Ph/60Hz/cCSAus | EA | 2940 | 53514068189 | 81
820-0009 | G820 460V/3Ph/60Hz/cCSAus | EA | 2940 | 53514068196 | 81
82-0001 | M82 115V/1Ph/cCSAus | EA | 575 | 53514024680 | 19
820-0010 | BA820 575V/3Ph/60Hz/cCSAus | EA | 2980 | 53514068202 | 81
820-0011 | WD820 230V/1Ph/cCSAus | EA | 2647 | 53514068974 | 89
820-0012 | WD820 25'Cd/230V/1Ph/60Hz/cCSAus | EA | 3060 | 53514088460 | 89
820-0015 | E820 35'Cd/1Ph/60Hz/Na/cCSAus | EA | 2940 | 53514104788 | 91
820-0018 | I820 50'Cd/200-208V/1Ph/cCSAus | EA | 3110 | 53514139292 | 93
820-0019 | WD820 50'Cd/230V/1Ph/cCSAus | EA | 3160 | 53514145798 | 94
820-0020 | E820 25'Cd/1Ph/Na/cCSAus | EA | 2900 | 53514149598 | 89
820-0022 | WH820 25'Cd/200V/1Ph/60Hz/Auto/cCSAus | EA | 2990 | 53514151669 | 90
820-0023 | E820 50'Cd/230V/1Ph/cCSAus | EA | 3000 | 53514152239 | 93
820-0024 | WH820 35'Cd/200V/1Ph/Auto/cCSAus | EA | 3020 | 53514152789 | 92
820-0025 | WD820 35'Cd/230V/1Ph/cCSAus | EA | 2797 | 53514182625 | 92
820-0029 | I820 35'Cd/200-208V/1Ph/cCSAus | EA | 2870 | 53514230593 | 93
820-0045 | J820 50'Cd/200-208V/3Ph/60H/cCSAus | EA | 3220 | 53514427405 | 81
820-0046 | F820 50'Cd/230V/3Ph/60Hz/cCSAus | EA | 3220 | 53514427450 | 81
820-0047 | G820 50'Cd/460V/3Ph/60Hz/cCSAus | EA | 3220 | 53514427498 | 81
820-0048 | BA820 50'Cd/575V/3Ph/60Hz/cCSAus | EA | 3220 | 53514427504 | 81
820-0051 | I820 25'Cd/200-208V/1Ph/cCSAus | EA | 2820 | 53514467326 | 93
820-0055 | J820 35'Cd/200-208V/3Ph/60H/cCSAus | EA | 2788 | 53514509736 | 88
840-0004 | E840 230V/1Ph/2Hp/cCSAus | EA | 3564 | 53514046248 | 137
840-0005 | I840 200-208V/1Ph/2Hp/cCSAus | EA | 3564 | 53514046255 | 137
840-0006 | F840 230V/3Ph/2Hp/cCSAus | EA | 4300 | 53514046262 | 132
840-0007 | J840 200-208V/3Ph/2Hp/cCSAus | EA | 3482 | 53514046279 | 132
840-0008 | G840 460V/3Ph/2Hp/cCSAus | EA | 3482 | 53514046286 | 132
840-0009 | BA840 575V/3Ph/2Hp/cCSAus | EA | 4100 | 53514046293 | 132
84-0001 | M84 115V/1Ph/cCSAus/.5 Hp/Cast Iron | EA | 710 | 53514127282 | 22.5
840-0027 | J840 200-208/3P/2Hp/cCSAus/Hydromatic Rail | EA | 4340 | 53514063085 | 132
840-0029 | E840 35'Cds/230V/1Ph/cCSAus | EA | 4400 | 53514069025 | 140
840-0031 | G840 460/3P/2Hp/Hydromatic Rail Sys/cCSAus | EA | 4400 | 53514070076 | 132
840-0041 | F840 230V/3Ph/2Hp/Hydromatic Rail Sys/cCSAus | EA | 4410 | 53514079253 | 132
840-0043 | E840 50'Cds/230V/1Ph/cCSAus | EA | 4560 | 53514082437 | 149
840-0045 | J840 35'Cd/200-208V/3Ph/2Hp/cCSAus | EA | 4350 | 53514085889 | 141
840-0047 | G840 50'Cd/460V/3Ph/2Hp/cCSAus | EA | 4550 | 53514091422 | 144
840-0048 | F840 35'Cd/230V/3Ph/2Hp/cCSAus | EA | 4420 | 53514095475 | 140
840-0049 | F840 50'Cd/230V/3Ph/2Hp/cCSAus | EA | 4560 | 53514100506 | 145
840-0051 | E840 25'Cd/230V/1Ph/cCSAus | EA | 4280 | 53514105457 | 139
840-0055 | F840 25'Cd/230V/3Ph/2Hp/cCSAus | EA | 4320 | 53514144432 | 138
840-0056 | J840 50'Cd/200-208V/3Ph/2Hp/cCSAus | EA | 4490 | 53514147495 | 145
840-0058 | G840 35'Cd/460V/3Ph/2Hp/cCSAus | EA | 4410 | 53514153786 | 141
840-0059 | J840 25'Cd/200-208V/3Ph/2Hp/cCSAus | EA | 4250 | 53514153915 | 144
840-0060 | BA840 35'Cd/575V/3Ph/2Hp/cCSAus | EA | 4220 | 53514154653 | 135
840-0064 | EX840 230V/1Ph/2Hp/Ex Pr | EA | 6420 | 53514268435 | 155
840-0065 | IX840 200-208V/1Ph/2Hp/Ex Pr | EA | 6370 | 53514268459 | 155
840-0066 | JX840 200-208V/3Ph/2Hp/Ex Pr | EA | 6330 | 53514268497 | 151
840-0067 | FX840 230V/3Ph/2Hp/Ex Pr | EA | 6380 | 53514268510 | 151
840-0068 | GX840 460V/3Ph/2Hp/Ex Pr | EA | 6380 | 53514268534 | 151
840-0069 | BAX840 575V/3Ph/2Hp/Ex Pr | EA | 6210 | 53514268541 | 151
840-0077 | EX840 35'Cd/230V/1Ph/2Hp/Ex Pr | EA | 6600 | 53514356767 | 155
840-0078 | GX840 35'Cds/460V/3Ph/2Hp/Ex Pr | EA | 6510 | 53514358013 | 151
840-0080 | JX840 50'Cd/200-208V/3Ph/2Hp/Ex Pr | EA | 6610 | 53514362676 | 151
840-0081 | GX840 50'Cd/460V/3Ph/2Hp/Ex Pr | EA | 6660 | 53514365134 | 151
840-0086 | EX840 25'Cd/230V/1Ph/2Hp/Ex Pr | EA | 6480 | 53514469429 | 155
840-0087 | FX840 25'Cd/230V/3Ph/2Hp/Ex Pr | EA | 6430 | 53514474805 | 151
841-0004 | E841 230V/1Ph/2Hp/cCSAus | EA | 4120 | 53514152284 | 137
841-0005 | I841 200-208V/1Ph/2Hp/cCSAus | EA | 4060 | 53514152321 | 137
841-0006 | J841 200-208V/3Ph/2Hp/cCSAus | EA | 3482 | 53514152338 | 132
841-0007 | F841 230V/3Ph/2Hp/cCSAus | EA | 4250 | 53514152345 | 132
841-0008 | G841 460V/3Ph/2Hp/cCSAus | EA | 3482 | 53514152369 | 132
841-0009 | BA841 575V/3Ph/2Hp/cCSAus | EA | 4050 | 53514152376 | 132
841-0010 | J841 35'Cd/200-208V/3Ph/2Hp/cCSAus | EA | 4300 | 53514161064 | 135
841-0012 | J841 50'Cd/200-208V/3Ph/2Hp/cCSAus | EA | 4440 | 53514170547 | 138
841-0013 | E841 50'Cd/230V/1Ph/2Hp/cCSAus | EA | 4460 | 53514185381 | 143
841-0014 | F841 35'Cd/230V/3Ph/2Hp/cCSAus | EA | 4370 | 53514191634 | 132
841-0015 | G841 50'Cd/460V/3Ph/2Hp/cCSAus | EA | 4510 | 53514204365 | 142
841-0016 | E841 35'Cd/230V/1Ph/cCSAus | EA | 4310 | 53514206161 | 139
841-0017 | EX841 230V/1Ph/2Hp/Ex Pr | EA | 6230 | 53514268688 | 155
841-0018 | IX841 200-208V/1Ph/2Hp/Ex Pr | EA | 6170 | 53514268701 | 155
841-0019 | JX841 200-208V/3Ph/2Hp/Ex Pr | EA | 6290 | 53514268725 | 151
841-0020 | FX841 230V/3Ph/2Hp/Ex Pr | EA | 6340 | 53514268749 | 151
841-0021 | GX841 460V/3Ph/2Hp/Ex Pr | EA | 6330 | 53514268763 | 151
841-0022 | BAX841 575V/3Ph/2Hp/Ex Pr | EA | 6160 | 53514268787 | 151
841-0026 | J841 25'Cd/200-208V/3Ph/2Hp/cCSAus | EA | 4200 | 53514302757 | 134
841-0032 | G841 35'Cd/460V/3Ph/2Hp/cCSAus | EA | 4370 | 53514314637 | 142
841-0033 | E841 25'Cd/230V/1Ph/cCSAus | EA | 4210 | 53514319885 | 139
841-0034 | JX841 35'Cd/200-208V/3Ph/2Hp/Ex Pr | EA | 6420 | 53514325244 | 151
841-0037 | F841 25'Cd/230V/3Ph/2Hp/cCSAus | EA | 4280 | 53514340452 | 132
841-0038 | F841 50'Cd/230V/3Ph/2Hp/cCSAus | EA | 4510 | 53514349554 | 132
841-0041 | EX841 35'Cd/230V/1Ph/2Hp/Ex Pr | EA | 6390 | 53514404970 | 155
841-0043 | G841 25'Cd/460V/3Ph/2Hp/cCSAus | EA | 4270 | 53514440848 | 142
841-0044 | EX841 50'Cd/230V/1Ph/2Hp/Ex Pr | EA | 6550 | 53514469030 | 155
841-0045 | JX841 50'Cd/200-208V/3Ph/2Hp/Ex Pr | EA | 6570 | 53514476724 | 151
842-0004 | E842 230V/1Ph/2Hp/cCSAus | EA | 4130 | 53514196370 | 137
842-0005 | I842 200-208V/1Ph/2Hp/cCSAus | EA | 4080 | 53514196387 | 137
842-0006 | J842 200-208V/3Ph/2Hp/cCSAus | EA | 4190 | 53514196394 | 132
842-0007 | F842 230V/3Ph/2Hp/cCSAus | EA | 4260 | 53514196400 | 132
842-0008 | G842 460V/3Ph/2Hp/cCSAus | EA | 4250 | 53514196417 | 132
842-0010 | G842 35'Cd/460V/3Ph/2Hp/cCSAus | EA | 4370 | 53514238575 | 132
842-0011 | EX842 230V/1Ph/2Hp/Ex Pr | EA | 6240 | 53514268923 | 155
842-0012 | IX842 200-208V/1Ph/2Hp/Ex Pr | EA | 6180 | 53514268947 | 155
842-0013 | JX842 200-208V/3Ph/2Hp/Ex Pr | EA | 6300 | 53514268961 | 151
842-0014 | FX842 230V/3Ph/2Hp/Ex Pr | EA | 6350 | 53514268985 | 151
842-0015 | GX842 460V/3Ph/2Hp/Ex Pr/Bronze Impeller | EA | 6350 | 53514269005 | 151
842-0016 | BAX842 575V/3P/2Hp/Ex Pr | EA | 6170 | 53514269029 | 151
842-0017 | E842 35'Cd/230V/1Ph/2Hp/cCSAus | EA | 4290 | 53514282097 | 137
842-0019 | F842 50'Cd/230V/3Ph/2Hp/cCSAus | EA | 4530 | 53514310806 | 132
842-0021 | EX842 50'Cds/230V/1Ph/2Hp/Ex Pr | EA | 6560 | 53514331887 | 157
842-0023 | E842 25'Cd/230V/1Ph/2Hp/cCSAus | EA | 4190 | 53514353209 | 137
842-0024 | E842 50'Cd/230V/1Ph/2Hp/cCSAus | EA | 4430 | 53514438555 | 137
842-0026 | J842 50'Cd/200-208V/3Ph/2Hp/cCSAus | EA | 4420 | 53514438579 | 132
842-0027 | G842 50'Cd/460V/3Ph/2Hp/cCSAus | EA | 4480 | 53514438586 | 132
900-0001 | Sys,Sump-M53/PSF18X22/PSF Cvr-3V1.5D/Dlx Radon | EA | 820 | 53514145019 | 48
900-0002 | Sys,Sump-M53/P18X22/Polycvr-2V1.5D/Standard | EA | 586 | 53514145026 | 53
900-0003 | Sys,Sump-M72/Poly 18X22/Poly Cvr-2V1.5D/Econo | EA | 800 | 53514145033 | 44
90002-0001 | Gateway,WiFi/Z Control | EA | 320 | 53514493462 | 0
910-0005 | Sys,Sew-M267/PSF18X30-2V2D/2" Check | EA | 988 | 53514024710 | 77
910-0006 | Sys,Sew-D267/PSF18X30-2V2D/2" Check | EA | 1210 | 53514024727 | 77
910-0007 | Sys,Sew-M267/PSF18X30-3V2D/2" Check | EA | 1200 | 53514024734 | 77
910-0008 | Sys,Sew-D267/PSF18X30-3V2D/2" Check | EA | 1200 | 53514024741 | 77
910-0009 | Sys,Sew-M267/F18X30-2V2D/2" Check | EA | 1330 | 53514024758 | 88
910-0010 | Sys,Sew-D267/F18X30-2V2D/2" Check | EA | 1310 | 53514024765 | 88
910-0011 | Sys,Sew-M267/F18X30-3V2D/2" Check | EA | 1310 | 53514024772 | 88
910-0012 | Sys,Sew-D267/F18X30-3V2D/2" Check | EA | 1310 | 53514024789 | 88
910-0014 | Sys,Sew-M267/PSF18X30-3V3D/2" Check | EA | 1200 | 53514024796 | 82
910-0016 | Sys,Sew-M267/P18X30-2V2D/2" Check12 Gauge Solid Cover | EA | 1050 | 53514024819 | 83
910-0018 | Sys,Sew-M267/P18X30-2V2D/2" Check | EA | 1070 | 53514024833 | 82
910-0019 | Sys,Sew-D267/P18X30-2V2D/2" Check | EA | 1070 | 53514024840 | 82
910-0020 | Sys,Sew-M267/P18X30-3V2D/2" Check | EA | 1040 | 53514024857 | 82
910-0021 | Sys,Sew-D267/P18X30-3V2D/2" Check | EA | 1050 | 53514024864 | 82
910-0023 | Sys,Sew-BN264/P18X30-2V2D/2" PlasticCheck | EA | 1030 | 53514062767 | 61
910-0024 | Sys,Sew-BN267/P18X30-2V2D/2" Check | EA | 1090 | 53514062774 | 76
910-0026 | Sys,Sew-BN267/P18X30-2V2D/2" Check4" Hub | EA | 1300 | 53514091521 | 76
910-0030 | Sys,Sew-M264/PSF30X36/2V2D/2"Check W-Ball Valve | EA | 4800 | 53514137984 | 156
910-0031 | Sys,Sew-M267/PSF 30X36/2V2D/2"Check W-Ball Valve | EA | 4860 | 53514137991 | 178
91104-0001 | A-Pak,Outdoor/115V/1Ph/15' Mfs/Nema 4X/UL/CSA | EA | 329 | 53514477301 | 4
912-0005 | Sys,Sew-BN264/P18X30-2V2D/MFS | EA | 774 | 53514025267 | 56
912-0006 | Sys,Sew-M264/P18X30-2V2D/10T | EA | 1070 | 53514025274 | 65
912-0007 | Sys,Sew-M264/P18X30-2V2D | EA | 774 | 53514025885 | 56
912-0008 | Sys,Sew-M264/F18X30-2V2D | EA | 1250 | 53514025892 | 71
912-0009 | Sys,Sew-M264/F18X30-2V2D/10T | EA | 1350 | 53514025908 | 75
912-0010 | Sys,Sew-M266/P18X30-2V2D | EA | 817 | 53514025915 | 61
912-0011 | Sys,Sew-M266/P18X30-2V2D/10T | EA | 1090 | 53514025922 | 65
912-0012 | Sys,Sew-M266/F18X30-2V2D | EA | 1270 | 53514025939 | 74
912-0013 | Sys,Sew-M266/F18X30-2V2D/10T | EA | 1360 | 53514025960 | 77
912-0015 | Sys,Sew-BN264/F18X30-2V2D/MFS | EA | 1320 | 53514025984 | 73
912-0016 | Sys,Sew-BN264/F18X30-2V2D/10T/MFS | EA | 1410 | 53514025991 | 78
912-0017 | Sys,Sew-BN266/PSF18X30-2V2D/MFS | EA | 1120 | 53514026004 | 61
912-0018 | Sys,Sew-BN266/P18X30-2V2D/10T/MFS | EA | 1180 | 53514026011 | 67
912-0019 | Sys,Sew-BN266/F18X30-2V2D/MFS | EA | 1360 | 53514026028 | 75
912-0020 | Sys,Sew-BN266/F18X30-2V2D/10T/MFS | EA | 1062 | 53514026035 | 79
912-0021 | Sys,Sew-M264/P18X30-3V2D | EA | 1000 | 53514026042 | 56
912-0022 | Sys,Sew-M264/P18X30-3V2D/10T | EA | 1080 | 53514026059 | 63
912-0023 | Sys,Sew-M264/F18X30-3V2D | EA | 1260 | 53514026066 | 71
912-0024 | Sys,Sew-M264/F18X30-3V2D/10T | EA | 1350 | 53514026073 | 75
912-0025 | Sys,Sew-M266/P18X30-3V2D | EA | 1020 | 53514026080 | 61
912-0026 | Sys,Sew-M266/P18X30-3V2D/10T | EA | 1090 | 53514026097 | 65
912-0027 | Sys,Sew-M266/F18X30-3V2D | EA | 1270 | 53514026103 | 74
912-0028 | Sys,Sew-M266/F18X30-3V2D/10T | EA | 1360 | 53514026110 | 79
912-0029 | Sys,Sew-BN264/P18X30-3V2D/MFS | EA | 1080 | 53514026127 | 56
912-0030 | Sys,Sew-BN264/P18X30-3V2D/10T/MFS | EA | 1140 | 53514026134 | 65
912-0031 | Sys,Sew-BN264/F18X30-3V2D/MFS | EA | 1320 | 53514026141 | 73
912-0032 | Sys,Sew-BN264/F18X30-3V2D/10T/MFS | EA | 1410 | 53514026158 | 77
912-0033 | Sys,Sew-BN266/P18X30-3V2D/MFS | EA | 1120 | 53514026165 | 61
912-0034 | Sys,Sew-BN266/P18X30-3V2D/10T/MFS | EA | 1180 | 53514026172 | 67
912-0035 | Sys,Sew-BN266/F18X30-3V2D/MFS | EA | 1380 | 53514026189 | 75
912-0036 | Sys,Sew-BN266/F18X30-3V2D/10T/MFS | EA | 1450 | 53514026196 | 79
912-0055 | Sys,Sew-BN264/P18X30/2D 2"Integral Vent/MFS | EA | 1090 | 53514088217 | 50
912-0056 | Sys,Sew-BN266/P18X30/2D 2"Integral Vent/MFS | EA | 1120 | 53514088224 | 55
912-0061 | Sys,Sew-M264/PSF18X30-2V2D | EA | 1140 | 53514106874 | 59
912-0063 | Sys,Sew-M266/PSF18X30/2V2D | EA | 1160 | 53514106904 | 64
912-0065 | Sys,Sew-BN264/PSF18X30-2V2D/MFS | EA | 1220 | 53514106935 | 59
912-0067 | Sys,Sew-BN266/PSF18X30-2V2D/MFS | EA | 952 | 53514106966 | 64
912-0069 | Sys,Sew-M264/P18X30/2D 2"Integral Vent | EA | 806 | 53514121587 | 50
912-0070 | Sys,Sew-M266/P18X30/2D 2"Integral Vent | EA | 838 | 53514121594 | 55
912-0071 | Sys,Sew-BN266/PSF18X30/2V2D/PSF Split/MFS/Black Iron Pipe | EA | 1370 | 53514122843 | 63
912-0072 | Sys,Sew-BN266/PSF18X30/3V3D/PSF Split/MFS/Black Iron Pipe | EA | 1460 | 53514122850 | 63
912-0074 | Sys,Sew-BN211/P18X30-2V2D | EA | 690 | 53514133139 | 39
912-0077 | Sys,Sew-M264/P18X30-2V2D/10T/W-Alarm | EA | 1440 | 53514141301 | 67
912-0078 | Sys,Sew-M264/PSF24X36-2V2D | EA | 1780 | 53514141844 | 82
912-0079 | Sys,Sew-M266/PSF24X36-2V2D | EA | 1800 | 53514141851 | 87
912-0080 | Sys,Sew-BN264/PSF24X36-2V2D/MFS | EA | 1850 | 53514141868 | 82
912-0081 | Sys,Sew-BN266/PSF24X36-2V2D/MFS | EA | 1880 | 53514141875 | 87
912-0082 | Sys,Sew-M264/PSF18X30/Underground | EA | 816 | 53514144654 | 61
912-0083 | Sys,Sew-BN264/PSF18X30/MFS/Underground | EA | 816 | 53514144708 | 62
912-0084 | Sys,Sew-M266/PSF18X30/Underground | EA | 1050 | 53514144715 | 62
912-0085 | Sys,Sew-BN266/PSF/18X30/MFS/Underground | EA | 896 | 53514144722 | 63
912-0086 | Sys,Sew-M264/PSF18X30/2V2D/Split Cvr/Premium | EA | 849 | 53514160319 | 64
912-0087 | Sys,Sew-BN264/PSF18X30/2V2D/Split Cover/MFS/Premium | EA | 1170 | 53514160326 | 64
912-0088 | Sys,Sew-M266/PSF18X30/2V2D/Split Cover/Premium | EA | 1110 | 53514160333 | 69
912-0089 | Sys,Sew-BN266/PSF18X30/2V2D/Split Cover/MFS/Premium | EA | 1200 | 53514160340 | 69
912-0090 | Sys,Sew-M264/PSF18X30/Underground/Premium | EA | 1200 | 53514160456 | 72
912-0091 | Sys,Sew-BN264/PSF18X30/MFS/Underground/Premium | EA | 1260 | 53514160463 | 72
912-0092 | Sys,Sew-M266/PSF18X30/Underground/Premium | EA | 1220 | 53514160470 | 73
912-0093 | Sys,Sew-BN266/PSF18X30/MFS/Underground/Premium | EA | 1300 | 53514160487 | 73
912-0105 | Sys,Sew-M264/P24X24/2V2D | EA | 1320 | 53514182793 | 80
912-0106 | Sys,Sew-BN264/P24X24/2V2D/MFS | EA | 1390 | 53514182809 | 80
912-0107 | Sys,Sew-M266/P24X24/2V2D | EA | 1340 | 53514182755 | 83
912-0108 | Sys,Sew-BN266/P24X24/2V2D/MFS | EA | 1430 | 53514182762 | 83
912-0109 | Sys,Sew-BN264/PSF18X30-2V2D/MFS/W-Alarm | EA | 1012 | 53514198596 | 59
912-0114 | Sys,Sew-M264/P24X24/2V2D/ZCO | EA | 901 | 53514208554 | 73
912-0115 | Sys,Sew-BN264/P24X24/2V2D/MFS | EA | 1290 | 53514208592 | 73
912-0116 | Sys,Sew-M266/P24X24/2V2D/ZCO | EA | 1250 | 53514208615 | 76
912-0117 | Sys,Sew-BN266/P24X24/2V2D/MFS/ZCO | EA | 1330 | 53514208639 | 76
912-1005 | Sys,Sew-BN264/P18X30-2V 2D/MFS/W-Alarm | EA | 1440 | 53514106928 | 59
912-1007 | Sys,Sew-M264/P18X30-2V2D/W-Alarm | EA | 1380 | 53514106867 | 59
912-1010 | Sys,Sew-M266/P18X30-2V2D/W-Alarm | EA | 1400 | 53514106898 | 64
912-1017 | Sys,Sew-BN266/P18X30-2V2D/MFS/W-Alarm | EA | 1480 | 53514106959 | 64
912-1055 | Sys,Sew-BN264/P18X30-2D 2"Int Vent/MFS/W-Alarm | EA | 1450 | 53514106980 | 53
912-1056 | Sys,Sew-BN266/P18X30-2D 2"Int Vent/MFS/W-Alarm | EA | 1480 | 53514106997 | 58
912-1067 | Sys,Sew-BN266/PSF18X30-2V2D/MFS/W-Alarm | EA | 1610 | 53514123673 | 67
912-1080 | Sys,Sew-BN264/P24X36-2V2D/MFS/W-Alarm | EA | 2200 | 53514146344 | 85
912-1081 | Sys,Sew-BN266/P24X36-2V2D/MFS/W-Alarm | EA | 2240 | 53514146351 | 90
912-1082 | Sys,Sew-M264/PSF18X30/Underground/W-Alarm | EA | 1670 | 53514146597 | 66
912-1083 | Sys,Sew-BN264/PSF18X30/MFS/Underground/W-Alarm | EA | 1730 | 53514146603 | 67
912-1084 | Sys,Sew-M266/PSF18X30/Underground/W-Alarm | EA | 1690 | 53514146610 | 67
912-1085 | Sys,Sew-BN266/PSF18X30/MFS/Underground/W-Alarm | EA | 1770 | 53514146627 | 68
912-1086 | Sys,Sew-M264/PSF18X30/2V2D/Split Cvr/Alm/Premium | EA | 1460 | 53514160357 | 67
912-1087 | Sys,Sew-BN264/PSF18X30/2V2D/Split Cover/MFS/Alarm/Premium | EA | 1590 | 53514160364 | 67
912-1088 | Sys,Sew-M266/PSF18X30/2V2D/Split Cover/Alarm/Premium | EA | 1560 | 53514160371 | 72
912-1089 | Sys,Sew-BN266/PSF18X30/2V2D/Split Cover/MFS/Alarm/Premium | EA | 1610 | 53514160388 | 72
912-1090 | Sys,Sew-M264/PSF18X30/Underground/Alarm/Premium | EA | 1920 | 53514160494 | 72
912-1091 | Sys,Sew-BN264/PSF18X30/MFS/Underground/Alarm/Premium | EA | 1950 | 53514160500 | 76
912-1092 | Sys,Sew-M266/PSF18X30/Underground/Alm/Premium | EA | 1940 | 53514160517 | 76
912-1093 | Sys,Sew-BN266/PSF18X30/MFS/Underground/Alm/Premium | EA | 1990 | 53514160524 | 77
912-1098 | Sys,Sew-BN266/PSF24X36/Underground/W-Alarm | EA | 2650 | 53514245108 | 107
912-1105 | Sys,Sew-M264/P24X24/2V2D/W-Alarm | EA | 1680 | 53514183158 | 82
912-1106 | Sys,Sew-BN264/P24X24/2V2D/MFS/W-Alarm | EA | 1740 | 53514183165 | 82
912-1107 | Sys,Sew-M266/P24X24/2V2D/W-Alarm | EA | 1700 | 53514183172 | 85
912-1108 | Sys,Sew-BN266/P24X24/2V2D/MFS/W-Alarm | EA | 1780 | 53514183189 | 85
912-1114 | Sys,Sew-M264/P24X24/2V2D/W-Alarm/ZCO | EA | 1590 | 53514208578 | 75
912-1115 | Sys,Sew-BN264/P24X24/2V2D/MFS/W-Alarm/ZCO | EA | 1650 | 53514208608 | 75
912-1116 | Sys,Sew-M266/P24X24/2V2D/W-Alarm/ZCO | EA | 1590 | 53514208622 | 78
912-1117 | Sys,Sew-BN266/P24X24/2V2D/MFS/W-Alarm/ZCO | EA | 1690 | 53514208646 | 78
912-1123 | Sys,Sew-M211/PSF18X30-2V2D/Alarm | EA | 880 | 53514362768 | 39
912-1124 | Sys,Sew-BN264/P24X24/2V2D/MFS/Split Cover | EA | 1350 | 53514364083 | 73
912-1127 | Sys,Sew-M212/PSF18X30-2V2D | EA | 990 | 53514404055 | 39
912-1141 | Sys,Sew-M264/P24X24/2V2D/ZCO/Insp | EA | 768 | 53514480080 | 62
912-1142 | Sys,Sew-BN264/P24X24/2V2D/ZCO/MFS/Insp | EA | 801 | 53514480523 | 64.6
912-1143 | Sys,Sew-M266/P24X24/2V2D/ZCO/Insp | EA | 847 | 53514480530 | 67
912-1144 | Sys,Sew-BN266/P24X24/2V2D/MFS/ZCO/Insp | EA | 883 | 53514480455 | 69.6
912-1147 | Sys,Sew-M264/P24X24/2V2D/W-Alarm/ZCO/Insp | EA | 1840 | 53514480561 | 66.1
912-1148 | Sys,Sew-BN264/P24X24/2V2D/MFS/W-Alarm/ZCO/Insp | EA | 1410 | 53514479299 | 68.1
912-1149 | Sys,Sew-M266/P24X24/2V2D/W-Alarm/ZCO/Insp | EA | 1440 | 53514480578 | 71.1
912-1150 | Sys,Sew-BN266/P24X24/2V2D/MFS/W-Alarm/ZCO/Insp | EA | 1500 | 53514479282 | 73.1
912-1153 | Sys,Sew-M212/Dup/P24X24/2V2D/W-Alarm/ZCO/Insp | EA | 3320 | 53514479329 | 69.1
912-1159 | Sys,Sew-M264/Dup/P24X24/2V2D/W-Alarm/ZCO/Insp | EA | 3350 | 53514479312 | 107.1
912-1161 | Sys,Sew-M266/Dup/P24X24/2V2D/W-Alarm/ZCO/Insp | EA | 3400 | 53514482602 | 117.1
915-0005 | Sys,Sew-BN801/PSF18X30-2V1.25D/MFS/Alarm/Suspended | EA | 2031 | 53514309596 | 60
915-0006 | Sys,Sew-BN801/P-24X24/Rotomolded-2V1.25D/MFS/Alarm/Suspended | EA | 3070 | 53514312176 | 65
915-0007 | Sys,Sew-BN801/F-18X30-2V1.25D/10'/MFS/Alarm/Suspended | EA | 3260 | 53514312183 | 71
915-0008 | Sys,Sew-BN801/PSF18X30-3V1.25D/MFS/Alarm/Suspended | EA | 2740 | 53514316020 | 60
915-0009 | Sys,Sew-BN801/P-24X24/Rotomolded-3V1.25D/MFS/Alarm/Suspended | EA | 3060 | 53514316037 | 65
915-0010 | Sys,Sew-BN801/F-18X30-3V1.25D/10'/MFS/Alarm/Suspended | EA | 3260 | 53514316044 | 71
915-0012 | Sys,Sew-BN801/P-24X36/AFD/1.25"D/Outdoor/Alarm/Suspended/With 12" Extension | EA | 4470 | 53514340261 | 85
915-0020 | Sys,Sew-M807/P24X24/2V1.25D/Check Valve/Alarm | EA | 3040 | 53514366858 | 100
915-0022 | Sys,Sew-M807/P18X30-2V1.25D/Check Valve/Alarm | EA | 2840 | 53514366872 | 90
915-0023 | Sys,Sew-M803/P24X24/2V1.25D/Check Valve/Alarm | EA | 3040 | 53514367176 | 100
915-0025 | Sys,Sew-M803/P18X30-2V1.25D/Check Valve/Alarm | EA | 2860 | 53514367206 | 90
915-0030 | Sys,Sew-M803/PSF24x36/Underground/Check Valve/4" Inlet Hub/Alarm | EA | 4040 | 53514390440 | 98
915-0031 | Sys,Sew-M803/PSF18X30/Underground/Check Valve/Alarm | EA | 1935 | 53514395018 | 56
915-0033 | Sys,Sew-M805/P18X30-2V1.25D/Check Valve/Alarm | EA | 2860 | 53514398224 | 90
915-0034 | Sys,Sew-M805/P24X24/2V1.25D/Check Valve/Alarm | EA | 3040 | 53514398248 | 100
915-0038 | Sys,Sew-M803/P24X24/2V1.25D/Check Valve/A-Pak Alarm | EA | 3230 | 53514425999 | 100
915-0039 | Sys,Sew-M803/P18X30-2V1.25D/Check Valve/A-Pak Alarm | EA | 3040 | 53514426019 | 90
915-0040 | Sys,Sew-M805/P24X24/2V1.25D/Check Valve/A-Pak Alarm | EA | 3230 | 53514426026 | 100
915-0041 | Sys,Sew-M805/P18X30-2V1.25D/Check Valve/A-Pak Alarm | EA | 3040 | 53514426033 | 90
915-0042 | Sys,Sew-M807/P24X24/2V1.25D/Check Valve/A-Pak Alarm | EA | 3230 | 53514426040 | 100
915-0043 | Sys,Sew-M807/P18X30-2V1.25D/Check Valve/A-Pak Alarm | EA | 3030 | 53514426057 | 90
915-0047 | Sys,Sew-M803/P24X24/2V2D/ZCO/Insp | EA | 1798 | 53514481131 | 91
915-0048 | Sys,Sew-M803/P24X24/2V2D/W-Alarm/ZCO/Insp | EA | 2710 | 53514481148 | 95.1
915-0049 | Sys,Sew-BN803/P24X24/2V2D/ZCO/MFS/Insp | EA | 1833 | 53514481155 | 93.6
915-0081 | Sys,Sew-BN803/P24X24/2V2D/MFS/W-Alarm/ZCO/Insp | EA | 2760 | 53514481162 | 97.1
915-0086 | Sys,Sew-M807/P24X24/2V2D/ZCO/Insp | EA | 2049 | 53514481179 | 91
915-0087 | Sys,Sew-M807/P24X24/2V2D/W-Alarm/ZCO/Insp | EA | 3250 | 53514481186 | 95.1
915-0088 | Sys,Sew-BN807/P24X24/2V2D/ZCO/MFS/Insp | EA | 2920 | 53514481193 | 93.6
915-0089 | Sys,Sew-BN807/P24X24/2V2D/MFS/W-Alarm/ZCO/Insp | EA | 3310 | 53514480462 | 97.1
922-0009 | Sys,Grinder-WD820/F24X36/Indoor/Prepack/Sim | EA | 7220 | 53514099985 | 184
922-0065 | Sys,Grinder-E840/F36X60/FG Cvr/Prepack/Dup/Control Panel/Float Tree | EA | 25030 | 53514464370 | 578
922-0066 | Sys,Grinder-E820/F24X60/FG Cvr/Prepack/Sim/Control Panel/Float Tree | EA | 10820 | 53514464387 | 321
922-0067 | Sys,Grinder-E820/F24X72/FG Cvr/Prepack/Sim/Control Panel/Float Tree | EA | 11290 | 53514464394 | 330
922-0068 | Sys,Grinder-E840/F24X60/FG Cvr/Prepack/Sim/Control Panel/Float Tree | EA | 14070 | 53514464400 | 321
922-0069 | Sys,Grinder-E840/F24X72/FG Cvr/Prepack/Sim/Control Panel/Float Tree | EA | 14540 | 53514464417 | 330
922-0070 | Sys,Grinder-E820/F24X48/FG Cvr/Prepack/Sim/Control Panel/Float Tree | EA | 10720 | 53514464424 | 311
922-0071 | Sys,Grinder-E820/P30X72/FG Cvr/Prepack/Sim/Control Panel/Float Tree | EA | 11060 | 53514464431 | 350
922-0072 | Sys,Grinder-E820/P30X84/FG Cvr/Prepack/Sim/Control Panel/Float Tree | EA | 12460 | 53514464448 | 375
922-0073 | Sys,Grinder-E840/P30X72/FG Cvr/Prepack/Sim/Control Panel/Float Tree | EA | 14310 | 53514464455 | 350
922-0074 | Sys,Grinder-E840/P30X84/FG Cvr/Prepack/Sim/Control Panel/Float Tree | EA | 15710 | 53514464462 | 375
922-0075 | Sys,Grinder-E810/F24X48/FG Cvr/Prepack/Sim/Control Panel/Float Tree | EA | 10780 | 53514464479 | 311
922-0076 | Sys,Grinder-E810/F24X60/FG Cvr/Prepack/Sim/Control Panel/Float Tree | EA | 11030 | 53514464486 | 321
922-0077 | Sys,Grinder-E810/F24X72/FG Cvr/Prepack/Sim/Control Panel/Float Tree | EA | 11270 | 53514464493 | 330
922-0078 | Sys,Grinder-E815/F24X48/FG Cvr/Prepack/Sim/Control Panel/Float Tree | EA | 11060 | 53514464509 | 311
922-0079 | Sys,Grinder-E815/F24X60/FG Cvr/Prepack/Sim/Control Panel/Float Tree | EA | 11300 | 53514464516 | 321
922-0080 | Sys,Grinder-E815/F24X72/FG Cvr/Prepack/Sim/Control Panel/Float Tree | EA | 11780 | 53514464523 | 330
922-0081 | Sys,Grinder-E820/50'Cd/F24X84/FG Cvr/Prepack/Sim/Control Panel/Float Tree | EA | 8250 | 53514464530 | 311
922-0082 | Sys,Grinder-E820/50'Cd/F24X96/FG Cvr/Prepack/Sim/Control Panel/Float Tree | EA | 13310 | 53514464547 | 395
922-0083 | Sys,Grinder-E810/P30X72/FG Cvr/Prepack/Sim/Control Panel/Float Tree | EA | 11900 | 53514464554 | 350
922-0084 | Sys,Grinder-E815/P30X72/FG Cvr/Prepack/Sim/Control Panel/Float Tree | EA | 12180 | 53514464561 | 350
922-0085 | Sys,Grinder-E810/P30X72/FG Cvr/Prepack/Sim/Control Panel/Float Tree | EA | 11840 | 53514464585 | 350
922-0086 | Sys,Grinder-BE820/F24X48/FG Cvr/Prepack/Sim/Control Panel/Float Tree | EA | 9840 | 53514467586 | 284
922-0087 | Sys,Grinder-BE820/F24X60/FG Cvr/Prepack/Sim/Control Panel/Float Tree | EA | 9930 | 53514467593 | 291
922-0088 | Sys,Grinder-BE820/F24X72/FG Cvr/Prepack/Sim/Control Panel/Float Tree | EA | 7810 | 53514467609 | 296
932-0020 | Suspended Hdwe&RWD810/Sim Repl For Pos Displ Grinder/Rect Eq | EA | 7970 | 53514362775 | 175
932-0021 | Suspended Hdwe&RWD810/Sim Repl For Pos Displ Grinder/Round Eqd | EA | 8040 | 53514362409 | 128
932-0022 | Suspended Hdwe&RWD815/Sim Repl For Pos Displ Grinder/Rect Eq | EA | 8240 | 53514368975 | 175
932-0023 | Suspended Hdwe&RWD815/Sim Repl For Pos Displ Grinder/Round Eqd | EA | 8310 | 53514368982 | 128
940-0005 | Oil Guard System W-.3Hp/N57 | EA | 3750 | 53514154752 | 37
940-0006 | Oil Guard System W-.4Hp/N152 | EA | 3125 | 53514154769 | 48
940-0007 | Oil Guard System W-.5Hp/N153 | EA | 3282 | 53514154776 | 49
940-0008 | Oil Guard System W-.5Hp/N161 | EA | 3939 | 53514205683 | 91
940-0011 | Oil Guard System W-.3Hp/Oil Resistant 6'Cd/N57 | EA | 3750 | 53514329976 | 37
940-0012 | Oil Guard System W-.4Hp/elevator sump/6'Cd/N152 | EA | 3125 | 53514329990 | 48
940-0013 | Oil Guard System W-.5Hp/elevator sump/6'Cd/N153 | EA | 3283 | 53514330019 | 49
940-0014 | Oil Guard System W-.5Hp/Elevator Sump/6'Cd/N161 | EA | 3939 | 53514330033 | 91
941-0006 | Oil Smart Control/Sim/50Hz/.4Hp/V152 | EA | 4940 | 53514208325 | 51
941-0007 | Oil Smart Control/Sim/50Hz/.5Hp/V153 | EA | 5070 | 53514208332 | 50
941-0008 | Oil Smart Control/Sim/50Hz/.5Hp/V161 | EA | 5480 | 53514208349 | 92
95-0001 | M95 115V/1Ph/.5Hp/cCSAus | EA | 621 | 53514399573 | 38
98-0001 | M98 115V/1Ph/cCSAus | EA | 455 | 53514029463 | 31
98-0002 | N98 115V/1Ph/cCSAus | EA | 435 | 53514029470 | 31
98-0003 | D98 230V/1Ph/cCSAus | EA | 560 | 53514029487 | 31
98-0004 | E98 230V/1Ph/cCSAus | EA | 520 | 53514029494 | 31
98-0005 | BN98 115V/1Ph/Pb15'/cCSAus | EA | 486 | 53514029500 | 31
98-0010 | M98 25'Cd/115V/1Ph/cCSAus | EA | 505 | 53514036485 | 31
98-0013 | N98 35'Cd/115V/1Ph/cCSAus | EA | 650 | 53514036515 | 31
98-0014 | M98 35'Cd/115V/1Ph/cCSAus | EA | 710 | 53514036850 | 31
98-0016 | N98 25'Cd/115V/1Ph/cCSAus | EA | 600 | 53514037390 | 31
98-0020 | BE98 230V/1Ph/Pb15'/cCSAus | EA | 640 | 53514041434 | 31
98-0021 | D98 25'Cd/230V/1Ph/cCSAus | EA | 600 | 53514058289 | 31
98-0027 | M98 115V/1Ph/Ci Imp/cCSAus | EA | 580 | 53514070045 | 31
98-0028 | N98 115V/1Ph/Ci Imp/cCSAus | EA | 520 | 53514070052 | 31
98-0032 | BN98 115V/1Ph/Ci Imp/Pb15'/cCSAus | EA | 630 | 53514087425 | 31
98-0033 | E98 50'Cd/230V/1Ph/cCSAus | EA | 700 | 53514090548 | 31
98-0040 | M98 35'Cd/115V/1Ph/Ci Imp/cCSAus | EA | 750 | 53514099152 | 31
98-0041 | E98 230V/1Ph/CI Imp/cCSAus | EA | 560 | 53514101350 | 31
98-0042 | BN98 35'Cd/115V/1P/Pb35'/cCSAus | EA | 820 | 53514103064 | 31
98-0043 | N98 35'Cd/115V/1Ph/Ci Imp/cCSAus | EA | 690 | 53514104399 | 31
98-0045 | D98 230V/1Ph/Ci Imp/cCSAus | EA | 600 | 53514114732 | 31
98-0046 | D98 50'Cd/230V/1Ph/cCSAus | EA | 730 | 53514117238 | 31
98-0047 | E98 25'Cd/230V/1Ph/cCSAus | EA | 580 | 53514123024 | 31
98-0049 | E98 35'Cd/230V/1Ph/cCSAus | EA | 600 | 53514132248 | 31
98-0050 | BN98 25'Cd/115V/1P/Pb25'/cCSAus | EA | 690 | 53514165079 | 31
98-0056 | N98 25'Cd/115V/1Ph/Ci Imp/cCSAus | EA | 620 | 53514312220 | 31
98-0063 | D98 35'Cd/230V/1Ph/cCSAus | EA | 660 | 53514316877 | 31
98-0066 | BN98 115V/1Ph/Vertical Master 15'/cCSAus Pump | EA | 620 | 53514349783 | 31
98-0068 | BE98 50'Cd/230V/1Ph/Pb50'/cCSAus | EA | 970 | 53514407230 | 31
98-0073 | M98 115V/1Ph/cCSAus/Cast Iron Impeller & Base | EA | 600 | 53514474225 | 31
98-0074 | N98 115V/1Ph/cCSAus/Cast Iron Impeller & Base | EA | 540 | 53514474256 | 31
98-0076 | M98 35'Cd/115V/1Ph/cCSAus/Cast Iron Impeller & Base | EA | 720 | 53514464820 | 31
98-0077 | M98 15'Cd/115V/1Ph/cCSAus | EA | 490 | 53514497835 | 31